## README
Instructions:
This workbook contains the Cost of Renewable Energy Spreadsheet Tool (CREST) model used in SEA's modeling of potential 2024, 2025 and 2026 Program Year (PY) Ceiling Prices for the RI REG program.
The "2024 Program Year Inputs" tab contains inputs for each ceiling price category for PY 2024 and may be entered on the "Active Inputs" tab. Inputs are formatted in blue. Please note that a number of the cells on this tab contain formulas (formatted in black), and should not be overwritten. To find the appropriate inputs for PY 2025 and 2026 and the Adders, cross-reference the relevant category in the "2024 Program Year Inputs" with associated modifications in the "Yearly Inputs" and "Adder Inputs" tabs.
After all inputs are entered, navigate to the "Summary Results" tab and press F9 to calculate the Equivalent Nominal Levelized Tariff Rate for the applicable ceiling price category. Because the NREL CREST utilizes data tables as its solver mechanism, it may be necessary to press F9 more than once to arrive at the final result.
The remaining worksheets contain all supporting calculations and are provided for transparency and your convenience.

## 2024 Program Year Inputs
Small Solar I (PY 2024)
Performance, Cost, Operating, Tax & Financing Inputs
Check |  |  |  |  | Notes |  |  | Check |  | Technology Options |  |  |  | Notes
|  | Project Size and Performance | Units | Input Value | [5 empty] | Cost-Based Tariff Rate Structure | Units | Input Value |  |  |  | RI REG-specific additions and adjustments
|  | Generator Nameplate Capacity | kW | 5.8 | ? |  |  |  | 0 | Payment Duration for Cost-Based Incentive | years | 15 |  | ? |  | Category | Unit | Value
| 0 | Net Capacity Factor, Yr 1 | % | 13.4% | ? |  |  |  |  | % of Year-One Tariff Rate Escalated | % | 0% | 0% | ? |  | Tech | N/A | Solar
|  | Production, Yr 1 | kWh |  | ? |  |  |  |  | Cost-Based Tariff Escalation Rate | % | 0% |  | ? |  | Ownership Structure | N/A | Host-Owned
| 0 | Annual Production Degradation | % | 1% | ?
| 0 | Project Useful Life | years | 25 | ? |  |  |  |  | Forecasted Market Value of Production; applies after Incentive Expiration |  |  |  | ? |  | Decommissioning Cost | $/kW | 0
[10 empty] | Select Market Value Forecast Methodology |  | Year-by-Year |  | ? | 1 | Bond Exp. for Decomm. (% of decomm. cost) | % | 0%
|  | Capital Costs | Units | Input Value |  |  |  |  | 0 | Value of energy, capacity & RECs, Yr 1 | ¢/kWh | 5 |  | ? | 0
|  | Select Cost Level of Detail |  | Intermediate | ? |  |  |  | 0 | Market Value Escalation Rate | % | 3% |  | ? | 0 | Annual Property Tax Adjustment Factor | % | 0
|  | Total Installed Cost | $/kW | 2500 | ? |  |  |  |  | Click Here for Complex Input Worksheet |  |  |  | ? | 1 | Land Lease Escalation Factor | % | 0
|  | Generation Equipment | $ | 25802.4494 | ?
|  | Balance of Plant | $ | 0 | ? |  |  |  |  | Federal Incentives | Units | Input Value |  |  |  | Total State ITC, over realization period | $ | 0
|  | Interconnection | $ | 0 | ? |  |  |  |  | Select Cost-Based (ITC/Grant) or Performance-Based (PTC/REPI) |  | Cost-Based |  | ? |  | CRDG-Related O&M Expense | $/kW/yr | 0
|  | Development Costs & Fee | $ | 0 | ? |  |  |  |  | Investment Tax Credit (ITC) or Cash Grant? |  | ITC |  | ?
|  | Reserves & Financing Costs | $ |  | ? |  |  |  | 0 | ITC or Cash Grant Amount | % | 30% |  | ?
|  | Click Here for Complex Input Worksheet |  |  | ? |  |  |  | 0 | ITC utilization factor, if applicable | % | 100% |  | ? | 1
|  | Total Installed Cost | $ |  | ? |  |  |  |  | ITC or Cash Grant | $ |  |  | ?
|  | Total Installed Cost | $/kW |  | ? |  |  |  |  | Is PBI Tax-Based (PTC) or Cash-Based (REPI)? |  | Tax Credit |  | ?
|  | Total Value of Grants (excl. pmt in lieu of ITC, if applicable) | $ |  | ? |  |  |  |  | PBI Rate | ¢/kWh | 0 |  | ?
|  | Net Project Cost | $ |  | ? |  |  |  | 0 | PBI Duration | yrs | 0 |  | ?
|  | Net Project Cost | $/kW |  | ? |  |  |  |  | PBI Escalation Rate | % | 0% |  | ?
[9 empty] | 0 | PBI Utilization or Availability Factor, if applicable | % | 0% |  | ?
|  | Operations & Maintenance | Units | Input Value | [5 empty] | Federal Tax Benefits used as generated or carried forward? |  | As Generated |  | ?
|  | Select Cost Level of Detail |  | Intermediate | ?
|  | Fixed O&M Expense, Yr 1 | $/kW-yr | 29 | ? |  |  |  |  | Federal Grants (Other than Section 1603) | $ | 0 |  | ?
|  | Variable O&M Expense, Yr 1 | ¢/kWh | 0 | ? |  |  |  |  | Federal Grants Treated as Taxable Income? |  | Yes |  | ?
|  | O&M Cost Inflation, initial period | % | 2% | ?
|  | Initial Period ends last day of: | year | 10 | ? |  |  |  |  | State Incentives | Units | Input Value
|  | O&M Cost Inflation, thereafter | % | 2% | ? |  |  |  |  | Select Cost-Based (ITC) or Performance-Based (PTC/Cash Pmt) |  | Neither |  | ?
|  | Insurance, Yr 1 (% of Total Cost) | % | 0% | ? |  |  |  | 0 | ITC Amount | % | 0% | 1 | ?
|  | Insurance, Yr 1 ($) (Provided for reference) | $ |  | ? |  |  |  | 0 | Utilization Factor, if applicable | % | 0% |  | ?
|  | Project Management Yr 1 | $/yr | 0 | ? |  |  |  | 1 | State ITC realization period | yrs | 0 |  | ?
|  | Property Tax or PILOT | $/kW | 0 | ? |  |  |  |  | Total State ITC, over realization period | $ | 0 |  | ?
|  | Annual Property Tax Adjustment Factor | % | 0% | ? |  |  |  |  | Is Performance-Based Incentive Tax Credit or Cash Pmt? |  | Tax Credit | 1 | ?
|  | Land Lease | $/yr | 0 | ? |  |  |  |  | If cash, is state PBI taxable? |  | No | 1 | ?
|  | Non-O&M OpEx Escalation | % | 2% | ? |  |  |  |  | PBI Rate | ¢/kWh | 1.5 |  | ?
[5 empty] | ? |  |  |  | 0 | PBI Duration | yrs | 10 |  | ?
[10 empty] | PBI Escalation Rate | % | 2% |  | ?
|  | Construction Financing | Units | Input Value |  |  |  |  | 0 | PBI Utilization Factor, if applicable | % | 100% |  | ?
|  | Construction Period | months | 0 | ? |  |  |  |  | Benefits used as generated or carried forward? |  | As Generated | 1 | ?
|  | Interest Rate (Annual) | % | 0% | ?
|  | Interest During Construction | $ |  | ? |  |  |  |  | Total State Grants (or Rebates) | $ | 0 |  | ?
[10 empty] | State Grants Treated as Taxable Income? |  | Yes |  | ?
|  | Permanent Financing | Units | Input Value
| 0 | % Debt (% of hard costs) (mortgage-style amort.) | % | 51% | ? |  |  |  |  | Capital Expenditures During Operations: E.g. Gearbox or Blade Replacements
| 0 | Debt Term | years | 13 | ? |  |  |  | 0 | 1st Equipment Replacement | year | 12 |  | ?
| 0 | Interest Rate on Term Debt | % | 7.628% | ? |  |  |  |  | 1st Replacement Cost ($ in year replaced) | $/kW | 50 |  | ?
| 0 | Lender's Fee (% of total borrowing) | % | 4.25% | ? |  |  |  | 0 | 2nd Equipment Replacement | year | 12 |  | ?
|  | Required Minimum Annual DSCR |  | 0 | ? |  |  |  |  | 2nd Replacement Cost ($ in year replaced) | $/kW | 0 |  | ?
|  | Actual Minimum DSCR, occurs in → | 13 |  | ? |  |  |  | 0 | 3rd Equipment Replacement | year | 12 |  | ?
|  | Minimum DSCR Check Cell (If "Fail," read note ==>) | Pass/Fail |  | ? |  |  |  |  | 3rd Replacement Cost ($ in year replaced) | $/kW | 0 |  | ?
|  | Required Average DSCR |  | 0 | ? |  |  |  | 0 | 4th Equipment Replacement | year | 12 |  | ?
|  | Actual Average DSCR |  |  | ? |  |  |  |  | 4th Replacement Cost ($ in year replaced) | $/kW | 0 |  | ?
|  | Average DSCR Check Cell (If "Fail," read note ==>) | Pass/Fail |  | ?
|  | % Equity (% hard costs) (soft costs also equity funded) | % |  | ? |  |  |  |  | Reserves Funded from Operations | Units | Input Value
| 0 | Target After-Tax Equity IRR | % | 7% | ? |  |  |  |  | Decommissioning Reserve
|  | Weighted Average Cost of Capital (WACC) | % |  | ? |  |  |  |  | Fund from Operations or Salvage Value? |  | Operations |  | ?
|  | Other Closing Costs | $ | 0 | ? |  |  |  |  | Reserve Requirement | $ | 0 |  | ?
|  | Summary of Sources of Funding for Total Installed Cost | [7 empty] | Initial Funding of Reserve Accounts | Units | Input Value
|  | Senior Debt (funds portion of hard costs) |  |  | ? |  |  |  |  | Debt Service Reserve
|  | Equity (funds balance of hard costs + all soft costs) |  |  | ? |  |  |  |  | # of months of Debt Service | months | 0 |  | ?
|  | Total Value of Grants |  |  | ? |  |  |  |  | Initial Debt Service Reserve | $ |  |  | ?
|  | Total Installed Cost | $ |  | ? |  |  |  |  | O&M Reserve/Working Capital
[10 empty] | # of months of O&M Expense | months | 0 |  | ?
|  | Tax | Units | Input Value | [5 empty] | Initial O&M and WC Reserve | $ |  |  | ?
|  | Is owner a taxable entity? |  | Yes | ? |  |  |  |  | Interest on All Reserves | % | 2% |  | ?
| 0 | Federal Income Tax Rate | % | 7.332% | ?
|  | Federal Tax Benefits used as generated or carried forward? |  | As Generated | ? |  |  |  |  | Depreciation Allocation | Input Values
| 0 | State Income Tax Rate | % | 2.891% | ? |  |  |  |  | Federal Bonus Depreciation | No |  |  | ?
|  | State Tax Benefits used as generated or carried forward? |  | As Generated | ? |  |  |  |  | % of Bonus Depreciation applied in Year 1 | 0% |  |  | ?
|  | Effective Income Tax Rate | % |  | ?
|  | Depreciation Allocation |  | see table ==> | ? |  |  |  |  | Allocation of Costs | 5-year MACRS | 7-year MACRS | 15-year MACRS |  |  | 20-year MACRS | 5-year SL | 15-year SL | 20-year SL | 39-year SL | Non-Depreciable
[7 empty] | 0 |  | 0% | Total Installed Cost | 94% | 0% | 1.5% |  |  | 1% | 0% | 0% | 1% | 0% | 2.5% | ?
[7 empty] | 1 |  | 100% | Generation Equipment | 0% | 0% | 0% |  |  | 0% | 0% | 0% | 0% | 0% | 100% | ?
[7 empty] | 1 |  | 100% | Balance of Plant | 0% | 0% | 0% |  |  | 0% | 0% | 0% | 0% | 0% | 100% | ?
[7 empty] | 1 |  | 100% | Interconnection | 0% | 0% | 0% |  |  | 0% | 0% | 0% | 0% | 0% | 100% | ?
[7 empty] | 1 |  | 100% | Development Costs & Fee | 0% | 0% | 0% |  |  | 0% | 0% | 0% | 0% | 0% | 100% | ?
[7 empty] | 1 |  | 100% | Reserves & Financing Costs | 0% | 0% | 0% |  |  | 0% | 0% | 0% | 0% | 0% | 100% | ?
[7 empty] | 0 |  |  | Click Here for Complex Input Worksheets | [11 empty] | ?
Small Solar II (PY 2024)
Performance, Cost, Operating, Tax & Financing Inputs
Check |  |  |  |  | Notes |  |  | Check |  | Technology Options |  |  |  | Notes
|  | Project Size and Performance | Units | Input Value | [5 empty] | Cost-Based Tariff Rate Structure | Units | Input Value |  |  |  | RI REG-specific additions and adjustments
|  | Generator Nameplate Capacity | kW | 25 | ? |  |  |  | 0 | Payment Duration for Cost-Based Incentive | years | 20 |  | ? |  | Category | Unit | Value
| 0 | Net Capacity Factor, Yr 1 | % | 13.4% | ? |  |  |  |  | % of Year-One Tariff Rate Escalated | % | 0% | 0% | ? |  | Tech | N/A | Solar
|  | Production, Yr 1 | kWh |  | ? |  |  |  |  | Cost-Based Tariff Escalation Rate | % | 0% |  | ? |  | Ownership Structure | N/A | third-party-owned
| 0 | Annual Production Degradation | % | 1% | ?
| 0 | Project Useful Life | years | 25 | ? |  |  |  |  | Forecasted Market Value of Production; applies after Incentive Expiration |  |  |  | ? |  | Decommissioning Cost | $/kW | 0
[10 empty] | Select Market Value Forecast Methodology |  | Year-by-Year |  | ? | 1 | Bond Exp. for Decomm. (% of decomm. cost) | % | 0%
|  | Capital Costs | Units | Input Value |  |  |  |  | 0 | Value of energy, capacity & RECs, Yr 1 | ¢/kWh | 5 |  | ? | 0
|  | Select Cost Level of Detail |  | Intermediate | ? |  |  |  | 0 | Market Value Escalation Rate | % | 3% |  | ? | 0 | Annual Property Tax Adjustment Factor | % | 0
|  | Total Installed Cost | $/kW | 2500 | ? |  |  |  |  | Click Here for Complex Input Worksheet |  |  |  | ? | 1 | Land Lease Escalation Factor | % | 0
|  | Generation Equipment | $ | 98648.0083 | ?
|  | Balance of Plant | $ | 0 | ? |  |  |  |  | Federal Incentives | Units | Input Value |  |  |  | Total State ITC, over realization period | $ | 0
|  | Interconnection | $ | 0 | ? |  |  |  |  | Select Cost-Based (ITC/Grant) or Performance-Based (PTC/REPI) |  | Cost-Based |  | ? |  | CRDG-Related O&M Expense | $/kW/yr | 0
|  | Development Costs & Fee | $ | 0 | ? |  |  |  |  | Investment Tax Credit (ITC) or Cash Grant? |  | ITC |  | ?
|  | Reserves & Financing Costs | $ |  | ? |  |  |  | 0 | ITC or Cash Grant Amount | % | 30% |  | ?
|  | Click Here for Complex Input Worksheet |  |  | ? |  |  |  | 0 | ITC utilization factor, if applicable | % | 100% |  | ? | 1
|  | Total Installed Cost | $ |  | ? |  |  |  |  | ITC or Cash Grant | $ |  |  | ?
|  | Total Installed Cost | $/kW |  | ? |  |  |  |  | Is PBI Tax-Based (PTC) or Cash-Based (REPI)? |  | Tax Credit |  | ?
|  | Total Value of Grants (excl. pmt in lieu of ITC, if applicable) | $ |  | ? |  |  |  |  | PBI Rate | ¢/kWh | 0 |  | ?
|  | Net Project Cost | $ |  | ? |  |  |  | 0 | PBI Duration | yrs | 0 |  | ?
|  | Net Project Cost | $/kW |  | ? |  |  |  |  | PBI Escalation Rate | % | 0% |  | ?
[9 empty] | 0 | PBI Utilization or Availability Factor, if applicable | % | 0% |  | ?
|  | Operations & Maintenance | Units | Input Value | [5 empty] | Federal Tax Benefits used as generated or carried forward? |  | As Generated |  | ?
|  | Select Cost Level of Detail |  | Intermediate | ?
|  | Fixed O&M Expense, Yr 1 | $/kW-yr | 24 | ? |  |  |  |  | Federal Grants (Other than Section 1603) | $ | 0 |  | ?
|  | Variable O&M Expense, Yr 1 | ¢/kWh | 0 | ? |  |  |  |  | Federal Grants Treated as Taxable Income? |  | Yes |  | ?
|  | O&M Cost Inflation, initial period | % | 2% | ?
|  | Initial Period ends last day of: | year | 10 | ? |  |  |  |  | State Incentives | Units | Input Value
|  | O&M Cost Inflation, thereafter | % | 2% | ? |  |  |  |  | Select Cost-Based (ITC) or Performance-Based (PTC/Cash Pmt) |  | Neither |  | ?
|  | Insurance, Yr 1 (% of Total Cost) | % | 0% | ? |  |  |  | 0 | ITC Amount | % | 0% | 1 | ?
|  | Insurance, Yr 1 ($) (Provided for reference) | $ |  | ? |  |  |  | 0 | Utilization Factor, if applicable | % | 0% |  | ?
|  | Project Management Yr 1 | $/yr | 0 | ? |  |  |  | 1 | State ITC realization period | yrs | 0 |  | ?
|  | Property Tax or PILOT | $/kW | 5 | ? |  |  |  |  | Total State ITC, over realization period | $ | 0 |  | ?
|  | Annual Property Tax Adjustment Factor | % | 0% | ? |  |  |  |  | Is Performance-Based Incentive Tax Credit or Cash Pmt? |  | Tax Credit | 1 | ?
|  | Land Lease | $/yr | 0 | ? |  |  |  |  | If cash, is state PBI taxable? |  | No | 1 | ?
|  | Non-O&M OpEx Escalation | % | 2% | ? |  |  |  |  | PBI Rate | ¢/kWh | 1.5 |  | ?
[5 empty] | ? |  |  |  | 0 | PBI Duration | yrs | 10 |  | ?
[10 empty] | PBI Escalation Rate | % | 2% |  | ?
|  | Construction Financing | Units | Input Value |  |  |  |  | 0 | PBI Utilization Factor, if applicable | % | 100% |  | ?
|  | Construction Period | months | 0 | ? |  |  |  |  | Benefits used as generated or carried forward? |  | As Generated | 1 | ?
|  | Interest Rate (Annual) | % | 0% | ?
|  | Interest During Construction | $ |  | ? |  |  |  |  | Total State Grants (or Rebates) | $ | 0 |  | ?
[10 empty] | State Grants Treated as Taxable Income? |  | Yes |  | ?
|  | Permanent Financing | Units | Input Value
| 0 | % Debt (% of hard costs) (mortgage-style amort.) | % | 45.5% | ? |  |  |  |  | Capital Expenditures During Operations: E.g. Gearbox or Blade Replacements
| 0 | Debt Term | years | 10 | ? |  |  |  | 0 | 1st Equipment Replacement | year | 12 |  | ?
| 0 | Interest Rate on Term Debt | % | 7.486% | ? |  |  |  |  | 1st Replacement Cost ($ in year replaced) | $/kW | 50 |  | ?
| 0 | Lender's Fee (% of total borrowing) | % | 2.3% | ? |  |  |  | 0 | 2nd Equipment Replacement | year | 12 |  | ?
|  | Required Minimum Annual DSCR |  | 0 | ? |  |  |  |  | 2nd Replacement Cost ($ in year replaced) | $/kW | 0 |  | ?
|  | Actual Minimum DSCR, occurs in → | 0 |  | ? |  |  |  | 0 | 3rd Equipment Replacement | year | 12 |  | ?
|  | Minimum DSCR Check Cell (If "Fail," read note ==>) | Pass/Fail |  | ? |  |  |  |  | 3rd Replacement Cost ($ in year replaced) | $/kW | 0 |  | ?
|  | Required Average DSCR |  | 0 | ? |  |  |  | 0 | 4th Equipment Replacement | year | 12 |  | ?
|  | Actual Average DSCR |  |  | ? |  |  |  |  | 4th Replacement Cost ($ in year replaced) | $/kW | 0 |  | ?
|  | Average DSCR Check Cell (If "Fail," read note ==>) | Pass/Fail |  | ?
|  | % Equity (% hard costs) (soft costs also equity funded) | % |  | ? |  |  |  |  | Reserves Funded from Operations | Units | Input Value
| 0 | Target After-Tax Equity IRR | % | 12.5% | ? |  |  |  |  | Decommissioning Reserve
|  | Weighted Average Cost of Capital (WACC) | % |  | ? |  |  |  |  | Fund from Operations or Salvage Value? |  | Operations |  | ?
|  | Other Closing Costs | $ | 0 | ? |  |  |  |  | Reserve Requirement | $ | 0 |  | ?
|  | Summary of Sources of Funding for Total Installed Cost | [7 empty] | Initial Funding of Reserve Accounts | Units | Input Value
|  | Senior Debt (funds portion of hard costs) |  |  | ? |  |  |  |  | Debt Service Reserve
|  | Equity (funds balance of hard costs + all soft costs) |  |  | ? |  |  |  |  | # of months of Debt Service | months | 0 |  | ?
|  | Total Value of Grants |  |  | ? |  |  |  |  | Initial Debt Service Reserve | $ |  |  | ?
|  | Total Installed Cost | $ |  | ? |  |  |  |  | O&M Reserve/Working Capital
[10 empty] | # of months of O&M Expense | months | 0 |  | ?
|  | Tax | Units | Input Value | [5 empty] | Initial O&M and WC Reserve | $ |  |  | ?
|  | Is owner a taxable entity? |  | Yes | ? |  |  |  |  | Interest on All Reserves | % | 2% |  | ?
| 0 | Federal Income Tax Rate | % | 21% | ?
|  | Federal Tax Benefits used as generated or carried forward? |  | As Generated | ? |  |  |  |  | Depreciation Allocation | Input Values
| 0 | State Income Tax Rate | % | 9% | ? |  |  |  |  | Federal Bonus Depreciation | No |  |  | ?
|  | State Tax Benefits used as generated or carried forward? |  | As Generated | ? |  |  |  |  | % of Bonus Depreciation applied in Year 1 | 0% |  |  | ?
|  | Effective Income Tax Rate | % |  | ?
|  | Depreciation Allocation |  | see table ==> | ? |  |  |  |  | Allocation of Costs | 5-year MACRS | 7-year MACRS | 15-year MACRS |  |  | 20-year MACRS | 5-year SL | 15-year SL | 20-year SL | 39-year SL | Non-Depreciable
[7 empty] | 0 |  | 0% | Total Installed Cost | 94% | 0% | 1.5% |  |  | 1% | 0% | 0% | 1% | 0% | 2.5% | ?
[7 empty] | 1 |  | 100% | Generation Equipment | 96% | 0% | 2% |  |  | 0% | 0% | 0% | 2% | 0% | 0% | ?
[7 empty] | 1 |  | 100% | Balance of Plant | 50% | 0% | 0% |  |  | 0% | 0% | 50% | 0% | 0% | 0% | ?
[7 empty] | 1 |  | 100% | Interconnection | 0% | 0% | 0% |  |  | 0% | 0% | 100% | 0% | 0% | 0% | ?
[7 empty] | 1 |  | 100% | Development Costs & Fee | 80% | 0% | 0% |  |  | 0% | 0% | 5% | 5% | 0% | 10% | ?
[7 empty] | 1 |  | 100% | Reserves & Financing Costs | 0% | 0% | 0% |  |  | 0% | 0% | 0% | 50% | 0% | 50% | ?
[7 empty] | 0 |  |  | Click Here for Complex Input Worksheets | [11 empty] | ?
Medium Solar (PY 2024)
Performance, Cost, Operating, Tax & Financing Inputs
Check |  |  |  |  | Notes |  |  | Check |  | Technology Options |  |  |  | Notes
|  | Project Size and Performance | Units | Input Value | [5 empty] | Cost-Based Tariff Rate Structure | Units | Input Value |  |  |  | RI REG-specific additions and adjustments
|  | Generator Nameplate Capacity | kW | 250 | ? |  |  |  | 0 | Payment Duration for Cost-Based Incentive | years | 20 |  | ? |  | Category | Unit | Value
| 0 | Net Capacity Factor, Yr 1 | % | 14.5% | ? |  |  |  |  | % of Year-One Tariff Rate Escalated | % | 0% | 0% | ? |  | Tech | N/A | Solar
|  | Production, Yr 1 | kWh |  | ? |  |  |  |  | Cost-Based Tariff Escalation Rate | % | 0% |  | ? |  | Ownership Structure | N/A | third-party-owned
| 0 | Annual Production Degradation | % | 0.8% | ?
| 0 | Project Useful Life | years | 20 | ? |  |  |  |  | Forecasted Market Value of Production; applies after Incentive Expiration |  |  |  | ? |  | Decommissioning Cost | $/kW | 28.58
[10 empty] | Select Market Value Forecast Methodology |  | Year-by-Year |  | ? | 0 | Bond Exp. for Decomm. (% of decomm. cost) | % | 2%
|  | Capital Costs | Units | Input Value |  |  |  |  | 0 | Value of energy, capacity & RECs, Yr 1 | ¢/kWh | 5 |  | ? | 0
|  | Select Cost Level of Detail |  | Intermediate | ? |  |  |  | 0 | Market Value Escalation Rate | % | 3% |  | ? | 0 | Annual Property Tax Adjustment Factor | % | 0
|  | Total Installed Cost | $/kW | 2500 | ? |  |  |  |  | Click Here for Complex Input Worksheet |  |  |  | ? | 1 | Land Lease Escalation Factor | % | 2%
|  | Generation Equipment | $ | 795101.7287 | ?
|  | Balance of Plant | $ | 0 | ? |  |  |  |  | Federal Incentives | Units | Input Value |  |  |  | Total State ITC, over realization period | $ | 0
|  | Interconnection | $ | 0 | ? |  |  |  |  | Select Cost-Based (ITC/Grant) or Performance-Based (PTC/REPI) |  | Cost-Based |  | ? |  | CRDG-Related O&M Expense | $/kW/yr | 0
|  | Development Costs & Fee | $ | 0 | ? |  |  |  |  | Investment Tax Credit (ITC) or Cash Grant? |  | ITC |  | ?
|  | Reserves & Financing Costs | $ |  | ? |  |  |  | 0 | ITC or Cash Grant Amount | % | 30% |  | ?
|  | Click Here for Complex Input Worksheet |  |  | ? |  |  |  | 0 | ITC utilization factor, if applicable | % | 100% |  | ? | 1
|  | Total Installed Cost | $ |  | ? |  |  |  |  | ITC or Cash Grant | $ |  |  | ?
|  | Total Installed Cost | $/kW |  | ? |  |  |  |  | Is PBI Tax-Based (PTC) or Cash-Based (REPI)? |  | Tax Credit |  | ?
|  | Total Value of Grants (excl. pmt in lieu of ITC, if applicable) | $ |  | ? |  |  |  |  | PBI Rate | ¢/kWh | 0 |  | ?
|  | Net Project Cost | $ |  | ? |  |  |  | 0 | PBI Duration | yrs | 0 |  | ?
|  | Net Project Cost | $/kW |  | ? |  |  |  |  | PBI Escalation Rate | % | 0% |  | ?
[9 empty] | 0 | PBI Utilization or Availability Factor, if applicable | % | 0% |  | ?
|  | Operations & Maintenance | Units | Input Value | [5 empty] | Federal Tax Benefits used as generated or carried forward? |  | As Generated |  | ?
|  | Select Cost Level of Detail |  | Intermediate | ?
|  | Fixed O&M Expense, Yr 1 | $/kW-yr | 14.57 | ? |  |  |  |  | Federal Grants (Other than Section 1603) | $ | 0 |  | ?
|  | Variable O&M Expense, Yr 1 | ¢/kWh | 0 | ? |  |  |  |  | Federal Grants Treated as Taxable Income? |  | Yes |  | ?
|  | O&M Cost Inflation, initial period | % | 3% | ?
|  | Initial Period ends last day of: | year | 10 | ? |  |  |  |  | State Incentives | Units | Input Value
|  | O&M Cost Inflation, thereafter | % | 3% | ? |  |  |  |  | Select Cost-Based (ITC) or Performance-Based (PTC/Cash Pmt) |  | Neither |  | ?
|  | Insurance, Yr 1 (% of Total Cost) | % | 0.3429% | ? |  |  |  | 0 | ITC Amount | % | 0% | 1 | ?
|  | Insurance, Yr 1 ($) (Provided for reference) | $ |  | ? |  |  |  | 0 | Utilization Factor, if applicable | % | 0% |  | ?
|  | Project Management Yr 1 | $/yr | 3000 | ? |  |  |  | 1 | State ITC realization period | yrs | 0 |  | ?
|  | Property Tax or PILOT | $/kW | 5 | ? |  |  |  |  | Total State ITC, over realization period | $ | 0 |  | ?
|  | Annual Property Tax Adjustment Factor | % | 0% | ? |  |  |  |  | Is Performance-Based Incentive Tax Credit or Cash Pmt? |  | Tax Credit | 1 | ?
|  | Land Lease | $/yr | 28000 | ? |  |  |  |  | If cash, is state PBI taxable? |  | No | 1 | ?
|  | Non-O&M OpEx Escalation | % | 2% | ? |  |  |  |  | PBI Rate | ¢/kWh | 1.5 |  | ?
[5 empty] | ? |  |  |  | 0 | PBI Duration | yrs | 10 |  | ?
[10 empty] | PBI Escalation Rate | % | 2% |  | ?
|  | Construction Financing | Units | Input Value |  |  |  |  | 0 | PBI Utilization Factor, if applicable | % | 100% |  | ?
|  | Construction Period | months | 0 | ? |  |  |  |  | Benefits used as generated or carried forward? |  | As Generated | 1 | ?
|  | Interest Rate (Annual) | % | 0% | ?
|  | Interest During Construction | $ |  | ? |  |  |  |  | Total State Grants (or Rebates) | $ | 0 |  | ?
[10 empty] | State Grants Treated as Taxable Income? |  | Yes |  | ?
|  | Permanent Financing | Units | Input Value
| 0 | % Debt (% of hard costs) (mortgage-style amort.) | % | 47% | ? |  |  |  |  | Capital Expenditures During Operations: E.g. Gearbox or Blade Replacements
| 0 | Debt Term | years | 13 | ? |  |  |  | 0 | 1st Equipment Replacement | year | 12 |  | ?
| 0 | Interest Rate on Term Debt | % | 7.598% | ? |  |  |  |  | 1st Replacement Cost ($ in year replaced) | $/kW | 50 |  | ?
| 0 | Lender's Fee (% of total borrowing) | % | 1% | ? |  |  |  | 0 | 2nd Equipment Replacement | year | 12 |  | ?
|  | Required Minimum Annual DSCR |  | 1 | ? |  |  |  |  | 2nd Replacement Cost ($ in year replaced) | $/kW | 0 |  | ?
|  | Actual Minimum DSCR, occurs in → | 0 |  | ? |  |  |  | 0 | 3rd Equipment Replacement | year | 12 |  | ?
|  | Minimum DSCR Check Cell (If "Fail," read note ==>) | Pass/Fail |  | ? |  |  |  |  | 3rd Replacement Cost ($ in year replaced) | $/kW | 0 |  | ?
|  | Required Average DSCR |  | 1.25 | ? |  |  |  | 0 | 4th Equipment Replacement | year | 12 |  | ?
|  | Actual Average DSCR |  |  | ? |  |  |  |  | 4th Replacement Cost ($ in year replaced) | $/kW | 0 |  | ?
|  | Average DSCR Check Cell (If "Fail," read note ==>) | Pass/Fail |  | ?
|  | % Equity (% hard costs) (soft costs also equity funded) | % |  | ? |  |  |  |  | Reserves Funded from Operations | Units | Input Value
| 0 | Target After-Tax Equity IRR | % | 10.46% | ? |  |  |  |  | Decommissioning Reserve
|  | Weighted Average Cost of Capital (WACC) | % |  | ? |  |  |  |  | Fund from Operations or Salvage Value? |  | Operations |  | ?
|  | Other Closing Costs | $ | 0 | ? |  |  |  |  | Reserve Requirement | $ | 0 |  | ?
|  | Summary of Sources of Funding for Total Installed Cost | [7 empty] | Initial Funding of Reserve Accounts | Units | Input Value
|  | Senior Debt (funds portion of hard costs) |  |  | ? |  |  |  |  | Debt Service Reserve
|  | Equity (funds balance of hard costs + all soft costs) |  |  | ? |  |  |  |  | # of months of Debt Service | months | 0 |  | ?
|  | Total Value of Grants |  |  | ? |  |  |  |  | Initial Debt Service Reserve | $ |  |  | ?
|  | Total Installed Cost | $ |  | ? |  |  |  |  | O&M Reserve/Working Capital
[10 empty] | # of months of O&M Expense | months | 0 |  | ?
|  | Tax | Units | Input Value | [5 empty] | Initial O&M and WC Reserve | $ |  |  | ?
|  | Is owner a taxable entity? |  | Yes | ? |  |  |  |  | Interest on All Reserves | % | 2% |  | ?
| 0 | Federal Income Tax Rate | % | 21% | ?
|  | Federal Tax Benefits used as generated or carried forward? |  | As Generated | ? |  |  |  |  | Depreciation Allocation | Input Values
| 0 | State Income Tax Rate | % | 9% | ? |  |  |  |  | Federal Bonus Depreciation | No |  |  | ?
|  | State Tax Benefits used as generated or carried forward? |  | As Generated | ? |  |  |  |  | % of Bonus Depreciation applied in Year 1 | 0% |  |  | ?
|  | Effective Income Tax Rate | % |  | ?
|  | Depreciation Allocation |  | see table ==> | ? |  |  |  |  | Allocation of Costs | 5-year MACRS | 7-year MACRS | 15-year MACRS |  |  | 20-year MACRS | 5-year SL | 15-year SL | 20-year SL | 39-year SL | Non-Depreciable
[7 empty] | 0 |  | 0% | Total Installed Cost | 94% | 0% | 1.5% |  |  | 1% | 0% | 0% | 1% | 0% | 2.5% | ?
[7 empty] | 1 |  | 100% | Generation Equipment | 96% | 0% | 2% |  |  | 0% | 0% | 0% | 2% | 0% | 0% | ?
[7 empty] | 1 |  | 100% | Balance of Plant | 50% | 0% | 0% |  |  | 0% | 0% | 50% | 0% | 0% | 0% | ?
[7 empty] | 1 |  | 100% | Interconnection | 0% | 0% | 0% |  |  | 0% | 0% | 100% | 0% | 0% | 0% | ?
[7 empty] | 1 |  | 100% | Development Costs & Fee | 80% | 0% | 0% |  |  | 0% | 0% | 5% | 5% | 0% | 10% | ?
[7 empty] | 1 |  | 100% | Reserves & Financing Costs | 0% | 0% | 0% |  |  | 0% | 0% | 0% | 50% | 0% | 50% | ?
[7 empty] | 0 |  |  | Click Here for Complex Input Worksheets | [11 empty] | ?
Commercial Solar I (PY 2024)
Performance, Cost, Operating, Tax & Financing Inputs
Check |  |  |  |  | Notes |  |  | Check |  | Technology Options |  |  |  | Notes
|  | Project Size and Performance | Units | Input Value | [5 empty] | Cost-Based Tariff Rate Structure | Units | Input Value |  |  |  | RI REG-specific additions and adjustments
|  | Generator Nameplate Capacity | kW | 500 | ? |  |  |  | 0 | Payment Duration for Cost-Based Incentive | years | 20 |  | ? |  | Category | Unit | Value
| 0 | Net Capacity Factor, Yr 1 | % | 14.6% | ? |  |  |  |  | % of Year-One Tariff Rate Escalated | % | 0% | 0% | ? |  | Tech | N/A | Solar
|  | Production, Yr 1 | kWh |  | ? |  |  |  |  | Cost-Based Tariff Escalation Rate | % | 0% |  | ? |  | Ownership Structure | N/A | third-party-owned
| 0 | Annual Production Degradation | % | 0.8% | ?
| 0 | Project Useful Life | years | 25 | ? |  |  |  |  | Forecasted Market Value of Production; applies after Incentive Expiration |  |  |  | ? |  | Decommissioning Cost | $/kW | 28.58
[10 empty] | Select Market Value Forecast Methodology |  | Year-by-Year |  | ? | 1 | Bond Exp. for Decomm. (% of decomm. cost) | % | 2%
|  | Capital Costs | Units | Input Value |  |  |  |  | 0 | Value of energy, capacity & RECs, Yr 1 | ¢/kWh | 5 |  | ? | 0
|  | Select Cost Level of Detail |  | Intermediate | ? |  |  |  | 0 | Market Value Escalation Rate | % | 3% |  | ? | 0 | Annual Property Tax Adjustment Factor | % | 0
|  | Total Installed Cost | $/kW | 2500 | ? |  |  |  |  | Click Here for Complex Input Worksheet |  |  |  | ? | 1 | Land Lease Escalation Factor | % | 2%
|  | Generation Equipment | $ | 1461368.7948 | ?
|  | Balance of Plant | $ | 0 | ? |  |  |  |  | Federal Incentives | Units | Input Value |  |  |  | Total State ITC, over realization period | $ | 0
|  | Interconnection | $ | 0 | ? |  |  |  |  | Select Cost-Based (ITC/Grant) or Performance-Based (PTC/REPI) |  | Cost-Based |  | ? |  | CRDG-Related O&M Expense | $/kW/yr | 0
|  | Development Costs & Fee | $ | 0 | ? |  |  |  |  | Investment Tax Credit (ITC) or Cash Grant? |  | ITC |  | ?
|  | Reserves & Financing Costs | $ |  | ? |  |  |  | 0 | ITC or Cash Grant Amount | % | 30% |  | ?
|  | Click Here for Complex Input Worksheet |  |  | ? |  |  |  | 0 | ITC utilization factor, if applicable | % | 100% |  | ? | 1
|  | Total Installed Cost | $ |  | ? |  |  |  |  | ITC or Cash Grant | $ |  |  | ?
|  | Total Installed Cost | $/kW |  | ? |  |  |  |  | Is PBI Tax-Based (PTC) or Cash-Based (REPI)? |  | Tax Credit |  | ?
|  | Total Value of Grants (excl. pmt in lieu of ITC, if applicable) | $ |  | ? |  |  |  |  | PBI Rate | ¢/kWh | 0 |  | ?
|  | Net Project Cost | $ |  | ? |  |  |  | 0 | PBI Duration | yrs | 0 |  | ?
|  | Net Project Cost | $/kW |  | ? |  |  |  |  | PBI Escalation Rate | % | 0% |  | ?
[9 empty] | 0 | PBI Utilization or Availability Factor, if applicable | % | 0% |  | ?
|  | Operations & Maintenance | Units | Input Value | [5 empty] | Federal Tax Benefits used as generated or carried forward? |  | As Generated |  | ?
|  | Select Cost Level of Detail |  | Intermediate | ?
|  | Fixed O&M Expense, Yr 1 | $/kW-yr | 12.025 | ? |  |  |  |  | Federal Grants (Other than Section 1603) | $ | 0 |  | ?
|  | Variable O&M Expense, Yr 1 | ¢/kWh | 0 | ? |  |  |  |  | Federal Grants Treated as Taxable Income? |  | Yes |  | ?
|  | O&M Cost Inflation, initial period | % | 3% | ?
|  | Initial Period ends last day of: | year | 10 | ? |  |  |  |  | State Incentives | Units | Input Value
|  | O&M Cost Inflation, thereafter | % | 3% | ? |  |  |  |  | Select Cost-Based (ITC) or Performance-Based (PTC/Cash Pmt) |  | Neither |  | ?
|  | Insurance, Yr 1 (% of Total Cost) | % | 0.5715% | ? |  |  |  | 0 | ITC Amount | % | 0% | 1 | ?
|  | Insurance, Yr 1 ($) (Provided for reference) | $ |  | ? |  |  |  | 0 | Utilization Factor, if applicable | % | 0% |  | ?
|  | Project Management Yr 1 | $/yr | 4000 | ? |  |  |  | 1 | State ITC realization period | yrs | 0 |  | ?
|  | Property Tax or PILOT | $/kW | 5 | ? |  |  |  |  | Total State ITC, over realization period | $ | 0 |  | ?
|  | Annual Property Tax Adjustment Factor | % | 0% | ? |  |  |  |  | Is Performance-Based Incentive Tax Credit or Cash Pmt? |  | Tax Credit | 1 | ?
|  | Land Lease | $/yr | 41650 | ? |  |  |  |  | If cash, is state PBI taxable? |  | No | 1 | ?
|  | Non-O&M OpEx Escalation | % | 2% | ? |  |  |  |  | PBI Rate | ¢/kWh | 1.5 |  | ?
[5 empty] | ? |  |  |  | 0 | PBI Duration | yrs | 10 |  | ?
[10 empty] | PBI Escalation Rate | % | 2% |  | ?
|  | Construction Financing | Units | Input Value |  |  |  |  | 0 | PBI Utilization Factor, if applicable | % | 100% |  | ?
|  | Construction Period | months | 0 | ? |  |  |  |  | Benefits used as generated or carried forward? |  | As Generated | 1 | ?
|  | Interest Rate (Annual) | % | 0% | ?
|  | Interest During Construction | $ |  | ? |  |  |  |  | Total State Grants (or Rebates) | $ | 0 |  | ?
[10 empty] | State Grants Treated as Taxable Income? |  | Yes |  | ?
|  | Permanent Financing | Units | Input Value
| 0 | % Debt (% of hard costs) (mortgage-style amort.) | % | 46.5% | ? |  |  |  |  | Capital Expenditures During Operations: E.g. Gearbox or Blade Replacements
| 0 | Debt Term | years | 13 | ? |  |  |  | 0 | 1st Equipment Replacement | year | 12 |  | ?
| 0 | Interest Rate on Term Debt | % | 7.598% | ? |  |  |  |  | 1st Replacement Cost ($ in year replaced) | $/kW | 21 |  | ?
| 0 | Lender's Fee (% of total borrowing) | % | 1% | ? |  |  |  | 0 | 2nd Equipment Replacement | year | 12 |  | ?
|  | Required Minimum Annual DSCR |  | 1 | ? |  |  |  |  | 2nd Replacement Cost ($ in year replaced) | $/kW | 0 |  | ?
|  | Actual Minimum DSCR, occurs in → | 0 |  | ? |  |  |  | 0 | 3rd Equipment Replacement | year | 12 |  | ?
|  | Minimum DSCR Check Cell (If "Fail," read note ==>) | Pass/Fail |  | ? |  |  |  |  | 3rd Replacement Cost ($ in year replaced) | $/kW | 0 |  | ?
|  | Required Average DSCR |  | 1.25 | ? |  |  |  | 0 | 4th Equipment Replacement | year | 12 |  | ?
|  | Actual Average DSCR |  |  | ? |  |  |  |  | 4th Replacement Cost ($ in year replaced) | $/kW | 0 |  | ?
|  | Average DSCR Check Cell (If "Fail," read note ==>) | Pass/Fail |  | ?
|  | % Equity (% hard costs) (soft costs also equity funded) | % |  | ? |  |  |  |  | Reserves Funded from Operations | Units | Input Value
| 0 | Target After-Tax Equity IRR | % | 10.3% | ? |  |  |  |  | Decommissioning Reserve
|  | Weighted Average Cost of Capital (WACC) | % |  | ? |  |  |  |  | Fund from Operations or Salvage Value? |  | Operations |  | ?
|  | Other Closing Costs | $ | 0 | ? |  |  |  |  | Reserve Requirement | $ | 0 |  | ?
|  | Summary of Sources of Funding for Total Installed Cost | [7 empty] | Initial Funding of Reserve Accounts | Units | Input Value
|  | Senior Debt (funds portion of hard costs) |  |  | ? |  |  |  |  | Debt Service Reserve
|  | Equity (funds balance of hard costs + all soft costs) |  |  | ? |  |  |  |  | # of months of Debt Service | months | 0 |  | ?
|  | Total Value of Grants |  |  | ? |  |  |  |  | Initial Debt Service Reserve | $ |  |  | ?
|  | Total Installed Cost | $ |  | ? |  |  |  |  | O&M Reserve/Working Capital
[10 empty] | # of months of O&M Expense | months | 0 |  | ?
|  | Tax | Units | Input Value | [5 empty] | Initial O&M and WC Reserve | $ |  |  | ?
|  | Is owner a taxable entity? |  | Yes | ? |  |  |  |  | Interest on All Reserves | % | 2% |  | ?
| 0 | Federal Income Tax Rate | % | 21% | ?
|  | Federal Tax Benefits used as generated or carried forward? |  | As Generated | ? |  |  |  |  | Depreciation Allocation | Input Values
| 0 | State Income Tax Rate | % | 9% | ? |  |  |  |  | Federal Bonus Depreciation | No |  |  | ?
|  | State Tax Benefits used as generated or carried forward? |  | As Generated | ? |  |  |  |  | % of Bonus Depreciation applied in Year 1 | 0% |  |  | ?
|  | Effective Income Tax Rate | % |  | ?
|  | Depreciation Allocation |  | see table ==> | ? |  |  |  |  | Allocation of Costs | 5-year MACRS | 7-year MACRS | 15-year MACRS |  |  | 20-year MACRS | 5-year SL | 15-year SL | 20-year SL | 39-year SL | Non-Depreciable
[7 empty] | 0 |  | 0% | Total Installed Cost | 94% | 0% | 1.5% |  |  | 1% | 0% | 0% | 1% | 0% | 2.5% | ?
[7 empty] | 1 |  | 100% | Generation Equipment | 96% | 0% | 2% |  |  | 0% | 0% | 0% | 2% | 0% | 0% | ?
[7 empty] | 1 |  | 100% | Balance of Plant | 50% | 0% | 0% |  |  | 0% | 0% | 50% | 0% | 0% | 0% | ?
[7 empty] | 1 |  | 100% | Interconnection | 0% | 0% | 0% |  |  | 0% | 0% | 100% | 0% | 0% | 0% | ?
[7 empty] | 1 |  | 100% | Development Costs & Fee | 80% | 0% | 0% |  |  | 0% | 0% | 5% | 5% | 0% | 10% | ?
[7 empty] | 1 |  | 100% | Reserves & Financing Costs | 0% | 0% | 0% |  |  | 0% | 0% | 0% | 50% | 0% | 50% | ?
[7 empty] | 0 |  |  | Click Here for Complex Input Worksheets | [11 empty] | ?
Commercial Solar I CRDG (PY 2024)
Performance, Cost, Operating, Tax & Financing Inputs
Check |  |  |  |  | Notes |  |  | Check |  | Technology Options |  |  |  | Notes
|  | Project Size and Performance | Units | Input Value | [5 empty] | Cost-Based Tariff Rate Structure | Units | Input Value |  |  |  | RI REG-specific additions and adjustments
|  | Generator Nameplate Capacity | kW | 500 | ? |  |  |  | 0 | Payment Duration for Cost-Based Incentive | years | 20 |  | ? |  | Category | Unit | Value
| 0 | Net Capacity Factor, Yr 1 | % | 14.6% | ? |  |  |  |  | % of Year-One Tariff Rate Escalated | % | 0% | 0% | ? |  | Tech | N/A | Solar
|  | Production, Yr 1 | kWh |  | ? |  |  |  |  | Cost-Based Tariff Escalation Rate | % | 0% |  | ? |  | Ownership Structure | N/A | third-party-owned
| 0 | Annual Production Degradation | % | 0.8% | ?
| 0 | Project Useful Life | years | 25 | ? |  |  |  |  | Forecasted Market Value of Production; applies after Incentive Expiration |  |  |  | ? |  | Decommissioning Cost | $/kW | 28.58
[10 empty] | Select Market Value Forecast Methodology |  | Year-by-Year |  | ? | 1 | Bond Exp. for Decomm. (% of decomm. cost) | % | 2%
|  | Capital Costs | Units | Input Value |  |  |  |  | 0 | Value of energy, capacity & RECs, Yr 1 | ¢/kWh | 5 |  | ? | 0
|  | Select Cost Level of Detail |  | Intermediate | ? |  |  |  | 0 | Market Value Escalation Rate | % | 3% |  | ? | 0 | Annual Property Tax Adjustment Factor | % | 0
|  | Total Installed Cost | $/kW | 2500 | ? |  |  |  |  | Click Here for Complex Input Worksheet |  |  |  | ? | 1 | Land Lease Escalation Factor | % | 2%
|  | Generation Equipment | $ | 1511368.7948 | ?
|  | Balance of Plant | $ | 0 | ? |  |  |  |  | Federal Incentives | Units | Input Value |  |  |  | Total State ITC, over realization period | $ | 0
|  | Interconnection | $ | 0 | ? |  |  |  |  | Select Cost-Based (ITC/Grant) or Performance-Based (PTC/REPI) |  | Cost-Based |  | ? |  | CRDG-Related O&M Expense | $/kW/yr | 22
|  | Development Costs & Fee | $ | 0 | ? |  |  |  |  | Investment Tax Credit (ITC) or Cash Grant? |  | ITC |  | ?
|  | Reserves & Financing Costs | $ |  | ? |  |  |  | 0 | ITC or Cash Grant Amount | % | 30% |  | ?
|  | Click Here for Complex Input Worksheet |  |  | ? |  |  |  | 0 | ITC utilization factor, if applicable | % | 100% |  | ? | 1
|  | Total Installed Cost | $ |  | ? |  |  |  |  | ITC or Cash Grant | $ |  |  | ?
|  | Total Installed Cost | $/kW |  | ? |  |  |  |  | Is PBI Tax-Based (PTC) or Cash-Based (REPI)? |  | Tax Credit |  | ?
|  | Total Value of Grants (excl. pmt in lieu of ITC, if applicable) | $ |  | ? |  |  |  |  | PBI Rate | ¢/kWh | 0 |  | ?
|  | Net Project Cost | $ |  | ? |  |  |  | 0 | PBI Duration | yrs | 0 |  | ?
|  | Net Project Cost | $/kW |  | ? |  |  |  |  | PBI Escalation Rate | % | 0% |  | ?
[9 empty] | 0 | PBI Utilization or Availability Factor, if applicable | % | 0% |  | ?
|  | Operations & Maintenance | Units | Input Value | [5 empty] | Federal Tax Benefits used as generated or carried forward? |  | As Generated |  | ?
|  | Select Cost Level of Detail |  | Intermediate | ?
|  | Fixed O&M Expense, Yr 1 | $/kW-yr | 34.025 | ? |  |  |  |  | Federal Grants (Other than Section 1603) | $ | 0 |  | ?
|  | Variable O&M Expense, Yr 1 | ¢/kWh | 0 | ? |  |  |  |  | Federal Grants Treated as Taxable Income? |  | Yes |  | ?
|  | O&M Cost Inflation, initial period | % | 3% | ?
|  | Initial Period ends last day of: | year | 10 | ? |  |  |  |  | State Incentives | Units | Input Value
|  | O&M Cost Inflation, thereafter | % | 3% | ? |  |  |  |  | Select Cost-Based (ITC) or Performance-Based (PTC/Cash Pmt) |  | Neither |  | ?
|  | Insurance, Yr 1 (% of Total Cost) | % | 0.5715% | ? |  |  |  | 0 | ITC Amount | % | 0% | 1 | ?
|  | Insurance, Yr 1 ($) (Provided for reference) | $ |  | ? |  |  |  | 0 | Utilization Factor, if applicable | % | 0% |  | ?
|  | Project Management Yr 1 | $/yr | 4000 | ? |  |  |  | 1 | State ITC realization period | yrs | 0 |  | ?
|  | Property Tax or PILOT | $/kW | 5 | ? |  |  |  |  | Total State ITC, over realization period | $ | 0 |  | ?
|  | Annual Property Tax Adjustment Factor | % | 0% | ? |  |  |  |  | Is Performance-Based Incentive Tax Credit or Cash Pmt? |  | Tax Credit | 1 | ?
|  | Land Lease | $/yr | 41650 | ? |  |  |  |  | If cash, is state PBI taxable? |  | No | 1 | ?
|  | Non-O&M OpEx Escalation | % | 2% | ? |  |  |  |  | PBI Rate | ¢/kWh | 1.5 |  | ?
[5 empty] | ? |  |  |  | 0 | PBI Duration | yrs | 10 |  | ?
[10 empty] | PBI Escalation Rate | % | 2% |  | ?
|  | Construction Financing | Units | Input Value |  |  |  |  | 0 | PBI Utilization Factor, if applicable | % | 100% |  | ?
|  | Construction Period | months | 0 | ? |  |  |  |  | Benefits used as generated or carried forward? |  | As Generated | 1 | ?
|  | Interest Rate (Annual) | % | 0% | ?
|  | Interest During Construction | $ |  | ? |  |  |  |  | Total State Grants (or Rebates) | $ | 0 |  | ?
[10 empty] | State Grants Treated as Taxable Income? |  | Yes |  | ?
|  | Permanent Financing | Units | Input Value
| 0 | % Debt (% of hard costs) (mortgage-style amort.) | % | 46.5% | ? |  |  |  |  | Capital Expenditures During Operations: E.g. Gearbox or Blade Replacements
| 0 | Debt Term | years | 13 | ? |  |  |  | 0 | 1st Equipment Replacement | year | 12 |  | ?
| 0 | Interest Rate on Term Debt | % | 7.598% | ? |  |  |  |  | 1st Replacement Cost ($ in year replaced) | $/kW | 21 |  | ?
| 0 | Lender's Fee (% of total borrowing) | % | 1% | ? |  |  |  | 0 | 2nd Equipment Replacement | year | 12 |  | ?
|  | Required Minimum Annual DSCR |  | 1 | ? |  |  |  |  | 2nd Replacement Cost ($ in year replaced) | $/kW | 0 |  | ?
|  | Actual Minimum DSCR, occurs in → | 0 |  | ? |  |  |  | 0 | 3rd Equipment Replacement | year | 12 |  | ?
|  | Minimum DSCR Check Cell (If "Fail," read note ==>) | Pass/Fail |  | ? |  |  |  |  | 3rd Replacement Cost ($ in year replaced) | $/kW | 0 |  | ?
|  | Required Average DSCR |  | 1.25 | ? |  |  |  | 0 | 4th Equipment Replacement | year | 12 |  | ?
|  | Actual Average DSCR |  |  | ? |  |  |  |  | 4th Replacement Cost ($ in year replaced) | $/kW | 0 |  | ?
|  | Average DSCR Check Cell (If "Fail," read note ==>) | Pass/Fail |  | ?
|  | % Equity (% hard costs) (soft costs also equity funded) | % |  | ? |  |  |  |  | Reserves Funded from Operations | Units | Input Value
| 0 | Target After-Tax Equity IRR | % | 10.3% | ? |  |  |  |  | Decommissioning Reserve
|  | Weighted Average Cost of Capital (WACC) | % |  | ? |  |  |  |  | Fund from Operations or Salvage Value? |  | Operations |  | ?
|  | Other Closing Costs | $ | 0 | ? |  |  |  |  | Reserve Requirement | $ | 0 |  | ?
|  | Summary of Sources of Funding for Total Installed Cost | [7 empty] | Initial Funding of Reserve Accounts | Units | Input Value
|  | Senior Debt (funds portion of hard costs) |  |  | ? |  |  |  |  | Debt Service Reserve
|  | Equity (funds balance of hard costs + all soft costs) |  |  | ? |  |  |  |  | # of months of Debt Service | months | 0 |  | ?
|  | Total Value of Grants |  |  | ? |  |  |  |  | Initial Debt Service Reserve | $ |  |  | ?
|  | Total Installed Cost | $ |  | ? |  |  |  |  | O&M Reserve/Working Capital
[10 empty] | # of months of O&M Expense | months | 0 |  | ?
|  | Tax | Units | Input Value | [5 empty] | Initial O&M and WC Reserve | $ |  |  | ?
|  | Is owner a taxable entity? |  | Yes | ? |  |  |  |  | Interest on All Reserves | % | 2% |  | ?
| 0 | Federal Income Tax Rate | % | 21% | ?
|  | Federal Tax Benefits used as generated or carried forward? |  | As Generated | ? |  |  |  |  | Depreciation Allocation | Input Values
| 0 | State Income Tax Rate | % | 9% | ? |  |  |  |  | Federal Bonus Depreciation | No |  |  | ?
|  | State Tax Benefits used as generated or carried forward? |  | As Generated | ? |  |  |  |  | % of Bonus Depreciation applied in Year 1 | 0% |  |  | ?
|  | Effective Income Tax Rate | % |  | ?
|  | Depreciation Allocation |  | see table ==> | ? |  |  |  |  | Allocation of Costs | 5-year MACRS | 7-year MACRS | 15-year MACRS |  |  | 20-year MACRS | 5-year SL | 15-year SL | 20-year SL | 39-year SL | Non-Depreciable
[7 empty] | 0 |  | 0% | Total Installed Cost | 94% | 0% | 1.5% |  |  | 1% | 0% | 0% | 1% | 0% | 2.5% | ?
[7 empty] | 1 |  | 100% | Generation Equipment | 96% | 0% | 2% |  |  | 0% | 0% | 0% | 2% | 0% | 0% | ?
[7 empty] | 1 |  | 100% | Balance of Plant | 50% | 0% | 0% |  |  | 0% | 0% | 50% | 0% | 0% | 0% | ?
[7 empty] | 1 |  | 100% | Interconnection | 0% | 0% | 0% |  |  | 0% | 0% | 100% | 0% | 0% | 0% | ?
[7 empty] | 1 |  | 100% | Development Costs & Fee | 80% | 0% | 0% |  |  | 0% | 0% | 5% | 5% | 0% | 10% | ?
[7 empty] | 1 |  | 100% | Reserves & Financing Costs | 0% | 0% | 0% |  |  | 0% | 0% | 0% | 50% | 0% | 50% | ?
[7 empty] | 0 |  |  | Click Here for Complex Input Worksheets | [11 empty] | ?
Commercial Solar II (PY 2024)
Performance, Cost, Operating, Tax & Financing Inputs
Check |  |  |  |  | Notes |  |  | Check |  | Technology Options |  |  |  | Notes
|  | Project Size and Performance | Units | Input Value | [5 empty] | Cost-Based Tariff Rate Structure | Units | Input Value |  |  |  | RI REG-specific additions and adjustments
|  | Generator Nameplate Capacity | kW | 1000 | ? |  |  |  | 0 | Payment Duration for Cost-Based Incentive | years | 20 |  | ? |  | Category | Unit | Value
| 0 | Net Capacity Factor, Yr 1 | % | 14.6% | ? |  |  |  |  | % of Year-One Tariff Rate Escalated | % | 0% | 0% | ? |  | Tech | N/A | Solar
|  | Production, Yr 1 | kWh |  | ? |  |  |  |  | Cost-Based Tariff Escalation Rate | % | 0% |  | ? |  | Ownership Structure | N/A | third-party-owned
| 0 | Annual Production Degradation | % | 0.8% | ?
| 0 | Project Useful Life | years | 25 | ? |  |  |  |  | Forecasted Market Value of Production; applies after Incentive Expiration |  |  |  | ? |  | Decommissioning Cost | $/kW | 28.58
[10 empty] | Select Market Value Forecast Methodology |  | Year-by-Year |  | ? | 1 | Bond Exp. for Decomm. (% of decomm. cost) | % | 2%
|  | Capital Costs | Units | Input Value |  |  |  |  | 0 | Value of energy, capacity & RECs, Yr 1 | ¢/kWh | 5 |  | ? | 0
|  | Select Cost Level of Detail |  | Intermediate | ? |  |  |  | 0 | Market Value Escalation Rate | % | 3% |  | ? | 0 | Annual Property Tax Adjustment Factor | % | 0
|  | Total Installed Cost | $/kW | 2500 | ? |  |  |  |  | Click Here for Complex Input Worksheet |  |  |  | ? | 1 | Land Lease Escalation Factor | % | 2%
|  | Generation Equipment | $ | 2665499.0068 | ?
|  | Balance of Plant | $ | 0 | ? |  |  |  |  | Federal Incentives | Units | Input Value |  |  |  | Total State ITC, over realization period | $ | 0
|  | Interconnection | $ | 0 | ? |  |  |  |  | Select Cost-Based (ITC/Grant) or Performance-Based (PTC/REPI) |  | Cost-Based |  | ? |  | CRDG-Related O&M Expense | $/kW/yr | 0
|  | Development Costs & Fee | $ | 0 | ? |  |  |  |  | Investment Tax Credit (ITC) or Cash Grant? |  | ITC |  | ?
|  | Reserves & Financing Costs | $ |  | ? |  |  |  | 0 | ITC or Cash Grant Amount | % | 30% |  | ?
|  | Click Here for Complex Input Worksheet |  |  | ? |  |  |  | 0 | ITC utilization factor, if applicable | % | 100% |  | ? | 1
|  | Total Installed Cost | $ |  | ? |  |  |  |  | ITC or Cash Grant | $ |  |  | ?
|  | Total Installed Cost | $/kW |  | ? |  |  |  |  | Is PBI Tax-Based (PTC) or Cash-Based (REPI)? |  | Tax Credit |  | ?
|  | Total Value of Grants (excl. pmt in lieu of ITC, if applicable) | $ |  | ? |  |  |  |  | PBI Rate | ¢/kWh | 0 |  | ?
|  | Net Project Cost | $ |  | ? |  |  |  | 0 | PBI Duration | yrs | 0 |  | ?
|  | Net Project Cost | $/kW |  | ? |  |  |  |  | PBI Escalation Rate | % | 0% |  | ?
[9 empty] | 0 | PBI Utilization or Availability Factor, if applicable | % | 0% |  | ?
|  | Operations & Maintenance | Units | Input Value | [5 empty] | Federal Tax Benefits used as generated or carried forward? |  | As Generated |  | ?
|  | Select Cost Level of Detail |  | Intermediate | ?
|  | Fixed O&M Expense, Yr 1 | $/kW-yr | 12.025 | ? |  |  |  |  | Federal Grants (Other than Section 1603) | $ | 0 |  | ?
|  | Variable O&M Expense, Yr 1 | ¢/kWh | 0 | ? |  |  |  |  | Federal Grants Treated as Taxable Income? |  | Yes |  | ?
|  | O&M Cost Inflation, initial period | % | 3% | ?
|  | Initial Period ends last day of: | year | 10 | ? |  |  |  |  | State Incentives | Units | Input Value
|  | O&M Cost Inflation, thereafter | % | 3% | ? |  |  |  |  | Select Cost-Based (ITC) or Performance-Based (PTC/Cash Pmt) |  | Neither |  | ?
|  | Insurance, Yr 1 (% of Total Cost) | % | 0.5715% | ? |  |  |  | 0 | ITC Amount | % | 0% | 1 | ?
|  | Insurance, Yr 1 ($) (Provided for reference) | $ |  | ? |  |  |  | 0 | Utilization Factor, if applicable | % | 0% |  | ?
|  | Project Management Yr 1 | $/yr | 4000 | ? |  |  |  | 1 | State ITC realization period | yrs | 0 |  | ?
|  | Property Tax or PILOT | $/kW | 5 | ? |  |  |  |  | Total State ITC, over realization period | $ | 0 |  | ?
|  | Annual Property Tax Adjustment Factor | % | 0% | ? |  |  |  |  | Is Performance-Based Incentive Tax Credit or Cash Pmt? |  | Tax Credit | 1 | ?
|  | Land Lease | $/yr | 55178 | ? |  |  |  |  | If cash, is state PBI taxable? |  | No | 1 | ?
|  | Non-O&M OpEx Escalation | % | 2% | ? |  |  |  |  | PBI Rate | ¢/kWh | 1.5 |  | ?
[5 empty] | ? |  |  |  | 0 | PBI Duration | yrs | 10 |  | ?
[10 empty] | PBI Escalation Rate | % | 2% |  | ?
|  | Construction Financing | Units | Input Value |  |  |  |  | 0 | PBI Utilization Factor, if applicable | % | 100% |  | ?
|  | Construction Period | months | 0 | ? |  |  |  |  | Benefits used as generated or carried forward? |  | As Generated | 1 | ?
|  | Interest Rate (Annual) | % | 0% | ?
|  | Interest During Construction | $ |  | ? |  |  |  |  | Total State Grants (or Rebates) | $ | 0 |  | ?
[10 empty] | State Grants Treated as Taxable Income? |  | Yes |  | ?
|  | Permanent Financing | Units | Input Value
| 0 | % Debt (% of hard costs) (mortgage-style amort.) | % | 46% | ? |  |  |  |  | Capital Expenditures During Operations: E.g. Gearbox or Blade Replacements
| 0 | Debt Term | years | 13 | ? |  |  |  | 0 | 1st Equipment Replacement | year | 12 |  | ?
| 0 | Interest Rate on Term Debt | % | 7.598% | ? |  |  |  |  | 1st Replacement Cost ($ in year replaced) | $/kW | 21 |  | ?
| 0 | Lender's Fee (% of total borrowing) | % | 1% | ? |  |  |  | 0 | 2nd Equipment Replacement | year | 12 |  | ?
|  | Required Minimum Annual DSCR |  | 1 | ? |  |  |  |  | 2nd Replacement Cost ($ in year replaced) | $/kW | 0 |  | ?
|  | Actual Minimum DSCR, occurs in → | 0 |  | ? |  |  |  | 0 | 3rd Equipment Replacement | year | 12 |  | ?
|  | Minimum DSCR Check Cell (If "Fail," read note ==>) | Pass/Fail |  | ? |  |  |  |  | 3rd Replacement Cost ($ in year replaced) | $/kW | 0 |  | ?
|  | Required Average DSCR |  | 1.25 | ? |  |  |  | 0 | 4th Equipment Replacement | year | 12 |  | ?
|  | Actual Average DSCR |  |  | ? |  |  |  |  | 4th Replacement Cost ($ in year replaced) | $/kW | 0 |  | ?
|  | Average DSCR Check Cell (If "Fail," read note ==>) | Pass/Fail |  | ?
|  | % Equity (% hard costs) (soft costs also equity funded) | % |  | ? |  |  |  |  | Reserves Funded from Operations | Units | Input Value
| 0 | Target After-Tax Equity IRR | % | 10.3% | ? |  |  |  |  | Decommissioning Reserve
|  | Weighted Average Cost of Capital (WACC) | % |  | ? |  |  |  |  | Fund from Operations or Salvage Value? |  | Operations |  | ?
|  | Other Closing Costs | $ | 0 | ? |  |  |  |  | Reserve Requirement | $ | 0 |  | ?
|  | Summary of Sources of Funding for Total Installed Cost | [7 empty] | Initial Funding of Reserve Accounts | Units | Input Value
|  | Senior Debt (funds portion of hard costs) |  |  | ? |  |  |  |  | Debt Service Reserve
|  | Equity (funds balance of hard costs + all soft costs) |  |  | ? |  |  |  |  | # of months of Debt Service | months | 0 |  | ?
|  | Total Value of Grants |  |  | ? |  |  |  |  | Initial Debt Service Reserve | $ |  |  | ?
|  | Total Installed Cost | $ |  | ? |  |  |  |  | O&M Reserve/Working Capital
[10 empty] | # of months of O&M Expense | months | 0 |  | ?
|  | Tax | Units | Input Value | [5 empty] | Initial O&M and WC Reserve | $ |  |  | ?
|  | Is owner a taxable entity? |  | Yes | ? |  |  |  |  | Interest on All Reserves | % | 2% |  | ?
| 0 | Federal Income Tax Rate | % | 21% | ?
|  | Federal Tax Benefits used as generated or carried forward? |  | As Generated | ? |  |  |  |  | Depreciation Allocation | Input Values
| 0 | State Income Tax Rate | % | 9% | ? |  |  |  |  | Federal Bonus Depreciation | No |  |  | ?
|  | State Tax Benefits used as generated or carried forward? |  | As Generated | ? |  |  |  |  | % of Bonus Depreciation applied in Year 1 | 0% |  |  | ?
|  | Effective Income Tax Rate | % |  | ?
|  | Depreciation Allocation |  | see table ==> | ? |  |  |  |  | Allocation of Costs | 5-year MACRS | 7-year MACRS | 15-year MACRS |  |  | 20-year MACRS | 5-year SL | 15-year SL | 20-year SL | 39-year SL | Non-Depreciable
[7 empty] | 0 |  | 0% | Total Installed Cost | 94% | 0% | 1.5% |  |  | 1% | 0% | 0% | 1% | 0% | 2.5% | ?
[7 empty] | 1 |  | 100% | Generation Equipment | 96% | 0% | 2% |  |  | 0% | 0% | 0% | 2% | 0% | 0% | ?
[7 empty] | 1 |  | 100% | Balance of Plant | 50% | 0% | 0% |  |  | 0% | 0% | 50% | 0% | 0% | 0% | ?
[7 empty] | 1 |  | 100% | Interconnection | 0% | 0% | 0% |  |  | 0% | 0% | 100% | 0% | 0% | 0% | ?
[7 empty] | 1 |  | 100% | Development Costs & Fee | 80% | 0% | 0% |  |  | 0% | 0% | 5% | 5% | 0% | 10% | ?
[7 empty] | 1 |  | 100% | Reserves & Financing Costs | 0% | 0% | 0% |  |  | 0% | 0% | 0% | 50% | 0% | 50% | ?
[7 empty] | 0 |  |  | Click Here for Complex Input Worksheets | [11 empty] | ?
Commercial Solar II CRDG (PY 2024)
Performance, Cost, Operating, Tax & Financing Inputs
Check |  |  |  |  | Notes |  |  | Check |  | Technology Options |  |  |  | Notes
|  | Project Size and Performance | Units | Input Value | [5 empty] | Cost-Based Tariff Rate Structure | Units | Input Value |  |  |  | RI REG-specific additions and adjustments
|  | Generator Nameplate Capacity | kW | 1000 | ? |  |  |  | 0 | Payment Duration for Cost-Based Incentive | years | 20 |  | ? |  | Category | Unit | Value
| 0 | Net Capacity Factor, Yr 1 | % | 14.6% | ? |  |  |  |  | % of Year-One Tariff Rate Escalated | % | 0% | 0% | ? |  | Tech | N/A | Solar
|  | Production, Yr 1 | kWh |  | ? |  |  |  |  | Cost-Based Tariff Escalation Rate | % | 0% |  | ? |  | Ownership Structure | N/A | third-party-owned
| 0 | Annual Production Degradation | % | 0.8% | ?
| 0 | Project Useful Life | years | 25 | ? |  |  |  |  | Forecasted Market Value of Production; applies after Incentive Expiration |  |  |  | ? |  | Decommissioning Cost | $/kW | 28.58
[10 empty] | Select Market Value Forecast Methodology |  | Year-by-Year |  | ? | 1 | Bond Exp. for Decomm. (% of decomm. cost) | % | 2%
|  | Capital Costs | Units | Input Value |  |  |  |  | 0 | Value of energy, capacity & RECs, Yr 1 | ¢/kWh | 5 |  | ? | 0
|  | Select Cost Level of Detail |  | Intermediate | ? |  |  |  | 0 | Market Value Escalation Rate | % | 3% |  | ? | 0 | Annual Property Tax Adjustment Factor | % | 0
|  | Total Installed Cost | $/kW | 2500 | ? |  |  |  |  | Click Here for Complex Input Worksheet |  |  |  | ? | 1 | Land Lease Escalation Factor | % | 2%
|  | Generation Equipment | $ | 2765499.0068 | ?
|  | Balance of Plant | $ | 0 | ? |  |  |  |  | Federal Incentives | Units | Input Value |  |  |  | Total State ITC, over realization period | $ | 0
|  | Interconnection | $ | 0 | ? |  |  |  |  | Select Cost-Based (ITC/Grant) or Performance-Based (PTC/REPI) |  | Cost-Based |  | ? |  | CRDG-Related O&M Expense | $/kW/yr | 22
|  | Development Costs & Fee | $ | 0 | ? |  |  |  |  | Investment Tax Credit (ITC) or Cash Grant? |  | ITC |  | ?
|  | Reserves & Financing Costs | $ |  | ? |  |  |  | 0 | ITC or Cash Grant Amount | % | 30% |  | ?
|  | Click Here for Complex Input Worksheet |  |  | ? |  |  |  | 0 | ITC utilization factor, if applicable | % | 100% |  | ? | 1
|  | Total Installed Cost | $ |  | ? |  |  |  |  | ITC or Cash Grant | $ |  |  | ?
|  | Total Installed Cost | $/kW |  | ? |  |  |  |  | Is PBI Tax-Based (PTC) or Cash-Based (REPI)? |  | Tax Credit |  | ?
|  | Total Value of Grants (excl. pmt in lieu of ITC, if applicable) | $ |  | ? |  |  |  |  | PBI Rate | ¢/kWh | 0 |  | ?
|  | Net Project Cost | $ |  | ? |  |  |  | 0 | PBI Duration | yrs | 0 |  | ?
|  | Net Project Cost | $/kW |  | ? |  |  |  |  | PBI Escalation Rate | % | 0% |  | ?
[9 empty] | 0 | PBI Utilization or Availability Factor, if applicable | % | 0% |  | ?
|  | Operations & Maintenance | Units | Input Value | [5 empty] | Federal Tax Benefits used as generated or carried forward? |  | As Generated |  | ?
|  | Select Cost Level of Detail |  | Intermediate | ?
|  | Fixed O&M Expense, Yr 1 | $/kW-yr | 34.025 | ? |  |  |  |  | Federal Grants (Other than Section 1603) | $ | 0 |  | ?
|  | Variable O&M Expense, Yr 1 | ¢/kWh | 0 | ? |  |  |  |  | Federal Grants Treated as Taxable Income? |  | Yes |  | ?
|  | O&M Cost Inflation, initial period | % | 3% | ?
|  | Initial Period ends last day of: | year | 10 | ? |  |  |  |  | State Incentives | Units | Input Value
|  | O&M Cost Inflation, thereafter | % | 3% | ? |  |  |  |  | Select Cost-Based (ITC) or Performance-Based (PTC/Cash Pmt) |  | Neither |  | ?
|  | Insurance, Yr 1 (% of Total Cost) | % | 0.5715% | ? |  |  |  | 0 | ITC Amount | % | 0% | 1 | ?
|  | Insurance, Yr 1 ($) (Provided for reference) | $ |  | ? |  |  |  | 0 | Utilization Factor, if applicable | % | 0% |  | ?
|  | Project Management Yr 1 | $/yr | 4000 | ? |  |  |  | 1 | State ITC realization period | yrs | 0 |  | ?
|  | Property Tax or PILOT | $/kW | 5 | ? |  |  |  |  | Total State ITC, over realization period | $ | 0 |  | ?
|  | Annual Property Tax Adjustment Factor | % | 0% | ? |  |  |  |  | Is Performance-Based Incentive Tax Credit or Cash Pmt? |  | Tax Credit | 1 | ?
|  | Land Lease | $/yr | 55178 | ? |  |  |  |  | If cash, is state PBI taxable? |  | No | 1 | ?
|  | Non-O&M OpEx Escalation | % | 2% | ? |  |  |  |  | PBI Rate | ¢/kWh | 1.5 |  | ?
[5 empty] | ? |  |  |  | 0 | PBI Duration | yrs | 10 |  | ?
[10 empty] | PBI Escalation Rate | % | 2% |  | ?
|  | Construction Financing | Units | Input Value |  |  |  |  | 0 | PBI Utilization Factor, if applicable | % | 100% |  | ?
|  | Construction Period | months | 0 | ? |  |  |  |  | Benefits used as generated or carried forward? |  | As Generated | 1 | ?
|  | Interest Rate (Annual) | % | 0% | ?
|  | Interest During Construction | $ |  | ? |  |  |  |  | Total State Grants (or Rebates) | $ | 0 |  | ?
[10 empty] | State Grants Treated as Taxable Income? |  | Yes |  | ?
|  | Permanent Financing | Units | Input Value
| 0 | % Debt (% of hard costs) (mortgage-style amort.) | % | 46% | ? |  |  |  |  | Capital Expenditures During Operations: E.g. Gearbox or Blade Replacements
| 0 | Debt Term | years | 13 | ? |  |  |  | 0 | 1st Equipment Replacement | year | 12 |  | ?
| 0 | Interest Rate on Term Debt | % | 7.598% | ? |  |  |  |  | 1st Replacement Cost ($ in year replaced) | $/kW | 21 |  | ?
| 0 | Lender's Fee (% of total borrowing) | % | 1% | ? |  |  |  | 0 | 2nd Equipment Replacement | year | 12 |  | ?
|  | Required Minimum Annual DSCR |  | 1 | ? |  |  |  |  | 2nd Replacement Cost ($ in year replaced) | $/kW | 0 |  | ?
|  | Actual Minimum DSCR, occurs in → | 0 |  | ? |  |  |  | 0 | 3rd Equipment Replacement | year | 12 |  | ?
|  | Minimum DSCR Check Cell (If "Fail," read note ==>) | Pass/Fail |  | ? |  |  |  |  | 3rd Replacement Cost ($ in year replaced) | $/kW | 0 |  | ?
|  | Required Average DSCR |  | 1.25 | ? |  |  |  | 0 | 4th Equipment Replacement | year | 12 |  | ?
|  | Actual Average DSCR |  |  | ? |  |  |  |  | 4th Replacement Cost ($ in year replaced) | $/kW | 0 |  | ?
|  | Average DSCR Check Cell (If "Fail," read note ==>) | Pass/Fail |  | ?
|  | % Equity (% hard costs) (soft costs also equity funded) | % |  | ? |  |  |  |  | Reserves Funded from Operations | Units | Input Value
| 0 | Target After-Tax Equity IRR | % | 10.3% | ? |  |  |  |  | Decommissioning Reserve
|  | Weighted Average Cost of Capital (WACC) | % |  | ? |  |  |  |  | Fund from Operations or Salvage Value? |  | Operations |  | ?
|  | Other Closing Costs | $ | 0 | ? |  |  |  |  | Reserve Requirement | $ | 0 |  | ?
|  | Summary of Sources of Funding for Total Installed Cost | [7 empty] | Initial Funding of Reserve Accounts | Units | Input Value
|  | Senior Debt (funds portion of hard costs) |  | 1316414.6348 | ? |  |  |  |  | Debt Service Reserve
|  | Equity (funds balance of hard costs + all soft costs) |  | 1469769.8683 | ? |  |  |  |  | # of months of Debt Service | months | 0 |  | ?
|  | Total Value of Grants |  | 0 | ? |  |  |  |  | Initial Debt Service Reserve | $ |  |  | ?
|  | Total Installed Cost | $ | 2786184.5031 | ? |  |  |  |  | O&M Reserve/Working Capital
[10 empty] | # of months of O&M Expense | months | 0 |  | ?
|  | Tax | Units | Input Value | [5 empty] | Initial O&M and WC Reserve | $ |  |  | ?
|  | Is owner a taxable entity? |  | Yes | ? |  |  |  |  | Interest on All Reserves | % | 2% |  | ?
| 0 | Federal Income Tax Rate | % | 21% | ?
|  | Federal Tax Benefits used as generated or carried forward? |  | As Generated | ? |  |  |  |  | Depreciation Allocation | Input Values
| 0 | State Income Tax Rate | % | 9% | ? |  |  |  |  | Federal Bonus Depreciation | No |  |  | ?
|  | State Tax Benefits used as generated or carried forward? |  | As Generated | ? |  |  |  |  | % of Bonus Depreciation applied in Year 1 | 0% |  |  | ?
|  | Effective Income Tax Rate | % |  | ?
|  | Depreciation Allocation |  | see table ==> | ? |  |  |  |  | Allocation of Costs | 5-year MACRS | 7-year MACRS | 15-year MACRS |  |  | 20-year MACRS | 5-year SL | 15-year SL | 20-year SL | 39-year SL | Non-Depreciable
[7 empty] | 0 |  | 0% | Total Installed Cost | 94% | 0% | 1.5% |  |  | 1% | 0% | 0% | 1% | 0% | 2.5% | ?
[7 empty] | 1 |  | 100% | Generation Equipment | 96% | 0% | 2% |  |  | 0% | 0% | 0% | 2% | 0% | 0% | ?
[7 empty] | 1 |  | 100% | Balance of Plant | 50% | 0% | 0% |  |  | 0% | 0% | 50% | 0% | 0% | 0% | ?
[7 empty] | 1 |  | 100% | Interconnection | 0% | 0% | 0% |  |  | 0% | 0% | 100% | 0% | 0% | 0% | ?
[7 empty] | 1 |  | 100% | Development Costs & Fee | 80% | 0% | 0% |  |  | 0% | 0% | 5% | 5% | 0% | 10% | ?
[7 empty] | 1 |  | 100% | Reserves & Financing Costs | 0% | 0% | 0% |  |  | 0% | 0% | 0% | 50% | 0% | 50% | ?
[7 empty] | 0 |  |  | Click Here for Complex Input Worksheets | [11 empty] | ?
Large Solar (PY 2024)
Performance, Cost, Operating, Tax & Financing Inputs
Check |  |  |  |  | Notes |  |  | Check |  | Technology Options |  |  |  | Notes
|  | Project Size and Performance | Units | Input Value | [5 empty] | Cost-Based Tariff Rate Structure | Units | Input Value |  |  |  | RI REG-specific additions and adjustments
|  | Generator Nameplate Capacity | kW | 5000 | ? |  |  |  | 0 | Payment Duration for Cost-Based Incentive | years | 20 |  | ? |  | Category | Unit | Value
| 0 | Net Capacity Factor, Yr 1 | % | 15.1% | ? |  |  |  |  | % of Year-One Tariff Rate Escalated | % | 0% | 0% | ? |  | Tech | N/A | Solar
|  | Production, Yr 1 | kWh |  | ? |  |  |  |  | Cost-Based Tariff Escalation Rate | % | 0% |  | ? |  | Ownership Structure | N/A | third-party-owned
| 0 | Annual Production Degradation | % | 0.5% | ?
| 0 | Project Useful Life | years | 30 | ? |  |  |  |  | Forecasted Market Value of Production; applies after Incentive Expiration |  |  |  | ? |  | Decommissioning Cost | $/kW | 20
[10 empty] | Select Market Value Forecast Methodology |  | Year-by-Year |  | ? | 1 | Bond Exp. for Decomm. (% of decomm. cost) | % | 2%
|  | Capital Costs | Units | Input Value |  |  |  |  | 0 | Value of energy, capacity & RECs, Yr 1 | ¢/kWh | 5 |  | ? | 0
|  | Select Cost Level of Detail |  | Intermediate | ? |  |  |  | 0 | Market Value Escalation Rate | % | 3% |  | ? | 0 | Annual Property Tax Adjustment Factor | % | 0
|  | Total Installed Cost | $/kW | 2500 | ? |  |  |  |  | Click Here for Complex Input Worksheet |  |  |  | ? | 1 | Land Lease Escalation Factor | % | 2%
|  | Generation Equipment | $ | 12252006.829 | ?
|  | Balance of Plant | $ | 0 | ? |  |  |  |  | Federal Incentives | Units | Input Value |  |  |  | Total State ITC, over realization period | $ | 0
|  | Interconnection | $ | 0 | ? |  |  |  |  | Select Cost-Based (ITC/Grant) or Performance-Based (PTC/REPI) |  | Cost-Based |  | ? |  | CRDG-Related O&M Expense | $/kW/yr | 0
|  | Development Costs & Fee | $ | 0 | ? |  |  |  |  | Investment Tax Credit (ITC) or Cash Grant? |  | ITC |  | ?
|  | Reserves & Financing Costs | $ |  | ? |  |  |  | 0 | ITC or Cash Grant Amount | % | 30% |  | ?
|  | Click Here for Complex Input Worksheet |  |  | ? |  |  |  | 0 | ITC utilization factor, if applicable | % | 100% |  | ? | 1
|  | Total Installed Cost | $ |  | ? |  |  |  |  | ITC or Cash Grant | $ |  |  | ?
|  | Total Installed Cost | $/kW |  | ? |  |  |  |  | Is PBI Tax-Based (PTC) or Cash-Based (REPI)? |  | Tax Credit |  | ?
|  | Total Value of Grants (excl. pmt in lieu of ITC, if applicable) | $ |  | ? |  |  |  |  | PBI Rate | ¢/kWh | 0 |  | ?
|  | Net Project Cost | $ |  | ? | n |  |  | 0 | PBI Duration | yrs | 0 |  | ?
|  | Net Project Cost | $/kW |  | ? |  |  |  |  | PBI Escalation Rate | % | 0% |  | ?
[9 empty] | 0 | PBI Utilization or Availability Factor, if applicable | % | 0% |  | ?
|  | Operations & Maintenance | Units | Input Value | [5 empty] | Federal Tax Benefits used as generated or carried forward? |  | As Generated |  | ?
|  | Select Cost Level of Detail |  | Intermediate | ?
|  | Fixed O&M Expense, Yr 1 | $/kW-yr | 11 | ? |  |  |  |  | Federal Grants (Other than Section 1603) | $ | 0 |  | ?
|  | Variable O&M Expense, Yr 1 | ¢/kWh | 0 | ? |  |  |  |  | Federal Grants Treated as Taxable Income? |  | Yes |  | ?
|  | O&M Cost Inflation, initial period | % | 3% | ?
|  | Initial Period ends last day of: | year | 10 | ? |  |  |  |  | State Incentives | Units | Input Value
|  | O&M Cost Inflation, thereafter | % | 3% | ? |  |  |  |  | Select Cost-Based (ITC) or Performance-Based (PTC/Cash Pmt) |  | Neither |  | ?
|  | Insurance, Yr 1 (% of Total Cost) | % | 0.5715% | ? |  |  |  | 0 | ITC Amount | % | 0% | 1 | ?
|  | Insurance, Yr 1 ($) (Provided for reference) | $ |  | ? |  |  |  | 0 | Utilization Factor, if applicable | % | 0% |  | ?
|  | Project Management Yr 1 | $/yr | 20000 | ? |  |  |  | 1 | State ITC realization period | yrs | 0 |  | ?
|  | Property Tax or PILOT | $/kW | 5 | ? |  |  |  |  | Total State ITC, over realization period | $ | 0 |  | ?
|  | Annual Property Tax Adjustment Factor | % | 0% | ? |  |  |  |  | Is Performance-Based Incentive Tax Credit or Cash Pmt? |  | Tax Credit | 1 | ?
|  | Land Lease | $/yr | 160701 | ? |  |  |  |  | If cash, is state PBI taxable? |  | No | 1 | ?
|  | Non-O&M OpEx Escalation | % | 2% | ? |  |  |  |  | PBI Rate | ¢/kWh | 1.5 |  | ?
[5 empty] | ? |  |  |  | 0 | PBI Duration | yrs | 10 |  | ?
[10 empty] | PBI Escalation Rate | % | 2% |  | ?
|  | Construction Financing | Units | Input Value |  |  |  |  | 0 | PBI Utilization Factor, if applicable | % | 100% |  | ?
|  | Construction Period | months | 0 | ? |  |  |  |  | Benefits used as generated or carried forward? |  | As Generated | 1 | ?
|  | Interest Rate (Annual) | % | 0% | ?
|  | Interest During Construction | $ |  | ? |  |  |  |  | Total State Grants (or Rebates) | $ | 0 |  | ?
[10 empty] | State Grants Treated as Taxable Income? |  | Yes |  | ?
|  | Permanent Financing | Units | Input Value
| 0 | % Debt (% of hard costs) (mortgage-style amort.) | % | 44.5% | ? |  |  |  |  | Capital Expenditures During Operations: E.g. Gearbox or Blade Replacements
| 0 | Debt Term | years | 15 | ? |  |  |  | 0 | 1st Equipment Replacement | year | 12 |  | ?
| 0 | Interest Rate on Term Debt | % | 7.664% | ? |  |  |  |  | 1st Replacement Cost ($ in year replaced) | $/kW | 21 |  | ?
| 0 | Lender's Fee (% of total borrowing) | % | 2% | ? |  |  |  | 0 | 2nd Equipment Replacement | year | 12 |  | ?
|  | Required Minimum Annual DSCR |  | 1 | ? |  |  |  |  | 2nd Replacement Cost ($ in year replaced) | $/kW | 0 |  | ?
|  | Actual Minimum DSCR, occurs in → | 0 |  | ? |  |  |  | 0 | 3rd Equipment Replacement | year | 12 |  | ?
|  | Minimum DSCR Check Cell (If "Fail," read note ==>) | Pass/Fail |  | ? |  |  |  |  | 3rd Replacement Cost ($ in year replaced) | $/kW | 0 |  | ?
|  | Required Average DSCR |  | 1.25 | ? |  |  |  | 0 | 4th Equipment Replacement | year | 12 |  | ?
|  | Actual Average DSCR |  |  | ? |  |  |  |  | 4th Replacement Cost ($ in year replaced) | $/kW | 0 |  | ?
|  | Average DSCR Check Cell (If "Fail," read note ==>) | Pass/Fail |  | ?
|  | % Equity (% hard costs) (soft costs also equity funded) | % |  | ? |  |  |  |  | Reserves Funded from Operations | Units | Input Value
| 0 | Target After-Tax Equity IRR | % | 10.03% | ? |  |  |  |  | Decommissioning Reserve
|  | Weighted Average Cost of Capital (WACC) | % |  | ? |  |  |  |  | Fund from Operations or Salvage Value? |  | Operations |  | ?
|  | Other Closing Costs | $ | 0 | ? |  |  |  |  | Reserve Requirement | $ | 0 |  | ?
|  | Summary of Sources of Funding for Total Installed Cost | [7 empty] | Initial Funding of Reserve Accounts | Units | Input Value
|  | Senior Debt (funds portion of hard costs) |  |  | ? |  |  |  |  | Debt Service Reserve
|  | Equity (funds balance of hard costs + all soft costs) |  |  | ? |  |  |  |  | # of months of Debt Service | months | 0 |  | ?
|  | Total Value of Grants |  |  | ? |  |  |  |  | Initial Debt Service Reserve | $ |  |  | ?
|  | Total Installed Cost | $ |  | ? |  |  |  |  | O&M Reserve/Working Capital
[10 empty] | # of months of O&M Expense | months | 0 |  | ?
|  | Tax | Units | Input Value | [5 empty] | Initial O&M and WC Reserve | $ |  |  | ?
|  | Is owner a taxable entity? |  | Yes | ? |  |  |  |  | Interest on All Reserves | % | 2% |  | ?
| 0 | Federal Income Tax Rate | % | 21% | ?
|  | Federal Tax Benefits used as generated or carried forward? |  | As Generated | ? |  |  |  |  | Depreciation Allocation | Input Values
| 0 | State Income Tax Rate | % | 9% | ? |  |  |  |  | Federal Bonus Depreciation | No |  |  | ?
|  | State Tax Benefits used as generated or carried forward? |  | As Generated | ? |  |  |  |  | % of Bonus Depreciation applied in Year 1 | 0% |  |  | ?
|  | Effective Income Tax Rate | % |  | ?
|  | Depreciation Allocation |  | see table ==> | ? |  |  |  |  | Allocation of Costs | 5-year MACRS | 7-year MACRS | 15-year MACRS |  |  | 20-year MACRS | 5-year SL | 15-year SL | 20-year SL | 39-year SL | Non-Depreciable
[7 empty] | 0 |  | 0% | Total Installed Cost | 94% | 0% | 1.5% |  |  | 1% | 0% | 0% | 1% | 0% | 2.5% | ?
[7 empty] | 1 |  | 100% | Generation Equipment | 96% | 0% | 2% |  |  | 0% | 0% | 0% | 2% | 0% | 0% | ?
[7 empty] | 1 |  | 100% | Balance of Plant | 50% | 0% | 0% |  |  | 0% | 0% | 50% | 0% | 0% | 0% | ?
[7 empty] | 1 |  | 100% | Interconnection | 0% | 0% | 0% |  |  | 0% | 0% | 100% | 0% | 0% | 0% | ?
[7 empty] | 1 |  | 100% | Development Costs & Fee | 80% | 0% | 0% |  |  | 0% | 0% | 5% | 5% | 0% | 10% | ?
[7 empty] | 1 |  | 100% | Reserves & Financing Costs | 0% | 0% | 0% |  |  | 0% | 0% | 0% | 50% | 0% | 50% | ?
[7 empty] | 0 |  |  | Click Here for Complex Input Worksheets | [11 empty] | ?
Large Solar CRDG (PY 2024)
Performance, Cost, Operating, Tax & Financing Inputs
Check |  |  |  |  | Notes |  |  | Check |  | Technology Options |  |  |  | Notes
|  | Project Size and Performance | Units | Input Value | [5 empty] | Cost-Based Tariff Rate Structure | Units | Input Value |  |  |  | RI REG-specific additions and adjustments
|  | Generator Nameplate Capacity | kW | 5000 | ? |  |  |  | 0 | Payment Duration for Cost-Based Incentive | years | 20 |  | ? |  | Category | Unit | Value
| 0 | Net Capacity Factor, Yr 1 | % | 15.1% | ? |  |  |  |  | % of Year-One Tariff Rate Escalated | % | 0% | 0% | ? |  | Tech | N/A | Solar
|  | Production, Yr 1 | kWh |  | ? |  |  |  |  | Cost-Based Tariff Escalation Rate | % | 0% |  | ? |  | Ownership Structure | N/A | third-party-owned
| 0 | Annual Production Degradation | % | 0.5% | ?
| 0 | Project Useful Life | years | 30 | ? |  |  |  |  | Forecasted Market Value of Production; applies after Incentive Expiration |  |  |  | ? |  | Decommissioning Cost | $/kW | 20
[10 empty] | Select Market Value Forecast Methodology |  | Year-by-Year |  | ? | 1 | Bond Exp. for Decomm. (% of decomm. cost) | % | 2%
|  | Capital Costs | Units | Input Value |  |  |  |  | 0 | Value of energy, capacity & RECs, Yr 1 | ¢/kWh | 5 |  | ? | 0
|  | Select Cost Level of Detail |  | Intermediate | ? |  |  |  | 0 | Market Value Escalation Rate | % | 3% |  | ? | 0 | Annual Property Tax Adjustment Factor | % | 0
|  | Total Installed Cost | $/kW | 2500 | ? |  |  |  |  | Click Here for Complex Input Worksheet |  |  |  | ? | 1 | Land Lease Escalation Factor | % | 2%
|  | Generation Equipment | $ | 12752006.829 | ?
|  | Balance of Plant | $ | 0 | ? |  |  |  |  | Federal Incentives | Units | Input Value |  |  |  | Total State ITC, over realization period | $ | 0
|  | Interconnection | $ | 0 | ? |  |  |  |  | Select Cost-Based (ITC/Grant) or Performance-Based (PTC/REPI) |  | Cost-Based |  | ? |  | CRDG-Related O&M Expense | $/kW/yr | 22
|  | Development Costs & Fee | $ | 0 | ? |  |  |  |  | Investment Tax Credit (ITC) or Cash Grant? |  | ITC |  | ?
|  | Reserves & Financing Costs | $ |  | ? |  |  |  | 0 | ITC or Cash Grant Amount | % | 30% |  | ?
|  | Click Here for Complex Input Worksheet |  |  | ? |  |  |  | 0 | ITC utilization factor, if applicable | % | 100% |  | ? | 1
|  | Total Installed Cost | $ |  | ? |  |  |  |  | ITC or Cash Grant | $ |  |  | ?
|  | Total Installed Cost | $/kW |  | ? |  |  |  |  | Is PBI Tax-Based (PTC) or Cash-Based (REPI)? |  | Tax Credit |  | ?
|  | Total Value of Grants (excl. pmt in lieu of ITC, if applicable) | $ |  | ? |  |  |  |  | PBI Rate | ¢/kWh | 0 |  | ?
|  | Net Project Cost | $ |  | ? |  |  |  | 0 | PBI Duration | yrs | 0 |  | ?
|  | Net Project Cost | $/kW |  | ? |  |  |  |  | PBI Escalation Rate | % | 0% |  | ?
[9 empty] | 0 | PBI Utilization or Availability Factor, if applicable | % | 0% |  | ?
|  | Operations & Maintenance | Units | Input Value | [5 empty] | Federal Tax Benefits used as generated or carried forward? |  | As Generated |  | ?
|  | Select Cost Level of Detail |  | Intermediate | ?
|  | Fixed O&M Expense, Yr 1 | $/kW-yr | 33 | ? |  |  |  |  | Federal Grants (Other than Section 1603) | $ | 0 |  | ?
|  | Variable O&M Expense, Yr 1 | ¢/kWh | 0 | ? |  |  |  |  | Federal Grants Treated as Taxable Income? |  | Yes |  | ?
|  | O&M Cost Inflation, initial period | % | 3% | ?
|  | Initial Period ends last day of: | year | 10 | ? |  |  |  |  | State Incentives | Units | Input Value
|  | O&M Cost Inflation, thereafter | % | 3% | ? |  |  |  |  | Select Cost-Based (ITC) or Performance-Based (PTC/Cash Pmt) |  | Neither |  | ?
|  | Insurance, Yr 1 (% of Total Cost) | % | 0.5715% | ? |  |  |  | 0 | ITC Amount | % | 0% | 1 | ?
|  | Insurance, Yr 1 ($) (Provided for reference) | $ |  | ? |  |  |  | 0 | Utilization Factor, if applicable | % | 0% |  | ?
|  | Project Management Yr 1 | $/yr | 20000 | ? |  |  |  | 1 | State ITC realization period | yrs | 0 |  | ?
|  | Property Tax or PILOT | $/kW | 5 | ? |  |  |  |  | Total State ITC, over realization period | $ | 0 |  | ?
|  | Annual Property Tax Adjustment Factor | % | 0% | ? |  |  |  |  | Is Performance-Based Incentive Tax Credit or Cash Pmt? |  | Tax Credit | 1 | ?
|  | Land Lease | $/yr | 160701 | ? |  |  |  |  | If cash, is state PBI taxable? |  | No | 1 | ?
|  | Non-O&M OpEx Escalation | % | 2% | ? |  |  |  |  | PBI Rate | ¢/kWh | 1.5 |  | ?
[5 empty] | ? |  |  |  | 0 | PBI Duration | yrs | 10 |  | ?
[10 empty] | PBI Escalation Rate | % | 2% |  | ?
|  | Construction Financing | Units | Input Value |  |  |  |  | 0 | PBI Utilization Factor, if applicable | % | 100% |  | ?
|  | Construction Period | months | 0 | ? |  |  |  |  | Benefits used as generated or carried forward? |  | As Generated | 1 | ?
|  | Interest Rate (Annual) | % | 0% | ?
|  | Interest During Construction | $ | 0 | ? |  |  |  |  | Total State Grants (or Rebates) | $ | 0 |  | ?
[10 empty] | State Grants Treated as Taxable Income? |  | Yes |  | ?
|  | Permanent Financing | Units | Input Value
| 0 | % Debt (% of hard costs) (mortgage-style amort.) | % | 44.5% | ? |  |  |  |  | Capital Expenditures During Operations: E.g. Gearbox or Blade Replacements
| 0 | Debt Term | years | 15 | ? |  |  |  | 0 | 1st Equipment Replacement | year | 12 |  | ?
| 0 | Interest Rate on Term Debt | % | 7.664% | ? |  |  |  |  | 1st Replacement Cost ($ in year replaced) | $/kW | 21 |  | ?
| 0 | Lender's Fee (% of total borrowing) | % | 2% | ? |  |  |  | 0 | 2nd Equipment Replacement | year | 12 |  | ?
|  | Required Minimum Annual DSCR |  | 1 | ? |  |  |  |  | 2nd Replacement Cost ($ in year replaced) | $/kW | 0 |  | ?
|  | Actual Minimum DSCR, occurs in → | 0 |  | ? |  |  |  | 0 | 3rd Equipment Replacement | year | 12 |  | ?
|  | Minimum DSCR Check Cell (If "Fail," read note ==>) | Pass/Fail |  | ? |  |  |  |  | 3rd Replacement Cost ($ in year replaced) | $/kW | 0 |  | ?
|  | Required Average DSCR |  | 1.25 | ? |  |  |  | 0 | 4th Equipment Replacement | year | 12 |  | ?
|  | Actual Average DSCR |  |  | ? |  |  |  |  | 4th Replacement Cost ($ in year replaced) | $/kW | 0 |  | ?
|  | Average DSCR Check Cell (If "Fail," read note ==>) | Pass/Fail |  | ?
|  | % Equity (% hard costs) (soft costs also equity funded) | % |  | ? |  |  |  |  | Reserves Funded from Operations | Units | Input Value
| 0 | Target After-Tax Equity IRR | % | 10.03% | ? |  |  |  |  | Decommissioning Reserve
|  | Weighted Average Cost of Capital (WACC) | % |  | ? |  |  |  |  | Fund from Operations or Salvage Value? |  | Operations |  | ?
|  | Other Closing Costs | $ | 0 | ? |  |  |  |  | Reserve Requirement | $ | 0 |  | ?
|  | Summary of Sources of Funding for Total Installed Cost | [7 empty] | Initial Funding of Reserve Accounts | Units | Input Value
|  | Senior Debt (funds portion of hard costs) |  |  | ? |  |  |  |  | Debt Service Reserve
|  | Equity (funds balance of hard costs + all soft costs) |  |  | ? |  |  |  |  | # of months of Debt Service | months | 0 |  | ?
|  | Total Value of Grants |  |  | ? |  |  |  |  | Initial Debt Service Reserve | $ |  |  | ?
|  | Total Installed Cost | $ |  | ? |  |  |  |  | O&M Reserve/Working Capital
[10 empty] | # of months of O&M Expense | months | 0 |  | ?
|  | Tax | Units | [6 empty] | Initial O&M and WC Reserve | $ |  |  | ?
|  | Is owner a taxable entity? |  | Yes | ? |  |  |  |  | Interest on All Reserves | % | 2% |  | ?
| 0 | Federal Income Tax Rate | % | 21% | ?
|  | Federal Tax Benefits used as generated or carried forward? |  | As Generated | ? |  |  |  |  | Depreciation Allocation | Input Values
| 0 | State Income Tax Rate | % | 9% | ? |  |  |  |  | Federal Bonus Depreciation | No |  |  | ?
|  | State Tax Benefits used as generated or carried forward? |  | As Generated | ? |  |  |  |  | % of Bonus Depreciation applied in Year 1 | 0% |  |  | ?
|  | Effective Income Tax Rate | % |  | ?
|  | Depreciation Allocation |  | see table ==> | ? |  |  |  |  | Allocation of Costs | 5-year MACRS | 7-year MACRS | 15-year MACRS |  |  | 20-year MACRS | 5-year SL | 15-year SL | 20-year SL | 39-year SL | Non-Depreciable
[7 empty] | 0 |  | 0% | Total Installed Cost | 94% | 0% | 1.5% |  |  | 1% | 0% | 0% | 1% | 0% | 2.5% | ?
[7 empty] | 1 |  | 100% | Generation Equipment | 96% | 0% | 2% |  |  | 0% | 0% | 0% | 2% | 0% | 0% | ?
[7 empty] | 1 |  | 100% | Balance of Plant | 50% | 0% | 0% |  |  | 0% | 0% | 50% | 0% | 0% | 0% | ?
[7 empty] | 1 |  | 100% | Interconnection | 0% | 0% | 0% |  |  | 0% | 0% | 100% | 0% | 0% | 0% | ?
[7 empty] | 1 |  | 100% | Development Costs & Fee | 80% | 0% | 0% |  |  | 0% | 0% | 5% | 5% | 0% | 10% | ?
[7 empty] | 1 |  | 100% | Reserves & Financing Costs | 0% | 0% | 0% |  |  | 0% | 0% | 0% | 50% | 0% | 50% | ?
[7 empty] | 0 |  |  | Click Here for Complex Input Worksheets | [11 empty] | ?
Large Solar II (PY 2024)
Performance, Cost, Operating, Tax & Financing Inputs
Check |  |  |  |  | Notes |  |  | Check |  | Technology Options |  |  |  | Notes
|  | Project Size and Performance | Units | Input Value | [5 empty] | Cost-Based Tariff Rate Structure | Units | Input Value |  |  |  | RI REG-specific additions and adjustments
|  | Generator Nameplate Capacity | kW | 9999 | ? |  |  |  | 0 | Payment Duration for Cost-Based Incentive | years | 20 |  | ? |  | Category | Unit | Value
| 0 | Net Capacity Factor, Yr 1 | % | 15.1% | ? |  |  |  |  | % of Year-One Tariff Rate Escalated | % | 0% | 0% | ? |  | Tech | N/A | Solar
|  | Production, Yr 1 | kWh |  | ? |  |  |  |  | Cost-Based Tariff Escalation Rate | % | 0% |  | ? |  | Ownership Structure | N/A | third-party-owned
| 0 | Annual Production Degradation | % | 0.5% | ?
| 0 | Project Useful Life | years | 30 | ? |  |  |  |  | Forecasted Market Value of Production; applies after Incentive Expiration |  |  |  | ? |  | Decommissioning Cost | $/kW | 20
[10 empty] | Select Market Value Forecast Methodology |  | Year-by-Year |  | ? | 1 | Bond Exp. for Decomm. (% of decomm. cost) | % | 2%
|  | Capital Costs | Units | Input Value |  |  |  |  | 0 | Value of energy, capacity & RECs, Yr 1 | ¢/kWh | 5 |  | ? | 0
|  | Select Cost Level of Detail |  | Intermediate | ? |  |  |  | 0 | Market Value Escalation Rate | % | 3% |  | ? | 0 | Annual Property Tax Adjustment Factor | % | 0
|  | Total Installed Cost | $/kW | 2500 | ? |  |  |  |  | Click Here for Complex Input Worksheet |  |  |  | ? | 1 | Land Lease Escalation Factor | % | 2%
|  | Generation Equipment | $ | 21754555.0962 | ?
|  | Balance of Plant | $ | 0 | ? |  |  |  |  | Federal Incentives | Units | Input Value |  |  |  | Total State ITC, over realization period | $ | 0
|  | Interconnection | $ | 0 | ? |  |  |  |  | Select Cost-Based (ITC/Grant) or Performance-Based (PTC/REPI) |  | Cost-Based |  | ? |  | CRDG-Related O&M Expense | $/kW/yr | 0
|  | Development Costs & Fee | $ | 0 | ? |  |  |  |  | Investment Tax Credit (ITC) or Cash Grant? |  | ITC |  | ?
|  | Reserves & Financing Costs | $ |  | ? |  |  |  | 0 | ITC or Cash Grant Amount | % | 30% |  | ?
|  | Click Here for Complex Input Worksheet |  |  | ? |  |  |  | 0 | ITC utilization factor, if applicable | % | 100% |  | ? | 1
|  | Total Installed Cost | $ |  | ? |  |  |  |  | ITC or Cash Grant | $ |  |  | ?
|  | Total Installed Cost | $/kW |  | ? |  |  |  |  | Is PBI Tax-Based (PTC) or Cash-Based (REPI)? |  | Tax Credit |  | ?
|  | Total Value of Grants (excl. pmt in lieu of ITC, if applicable) | $ |  | ? |  |  |  |  | PBI Rate | ¢/kWh | 0 |  | ?
|  | Net Project Cost | $ |  | ? |  |  |  | 0 | PBI Duration | yrs | 0 |  | ?
|  | Net Project Cost | $/kW |  | ? |  |  |  |  | PBI Escalation Rate | % | 0% |  | ?
[9 empty] | 0 | PBI Utilization or Availability Factor, if applicable | % | 0% |  | ?
|  | Operations & Maintenance | Units | Input Value | [5 empty] | Federal Tax Benefits used as generated or carried forward? |  | As Generated |  | ?
|  | Select Cost Level of Detail |  | Intermediate | ?
|  | Fixed O&M Expense, Yr 1 | $/kW-yr | 9 | ? |  |  |  |  | Federal Grants (Other than Section 1603) | $ | 0 |  | ?
|  | Variable O&M Expense, Yr 1 | ¢/kWh | 0 | ? |  |  |  |  | Federal Grants Treated as Taxable Income? |  | Yes |  | ?
|  | O&M Cost Inflation, initial period | % | 3% | ?
|  | Initial Period ends last day of: | year | 10 | ? |  |  |  |  | State Incentives | Units | Input Value
|  | O&M Cost Inflation, thereafter | % | 3% | ? |  |  |  |  | Select Cost-Based (ITC) or Performance-Based (PTC/Cash Pmt) |  | Neither |  | ?
|  | Insurance, Yr 1 (% of Total Cost) | % | 0.5715% | ? |  |  |  | 0 | ITC Amount | % | 0% | 1 | ?
|  | Insurance, Yr 1 ($) (Provided for reference) | $ |  | ? |  |  |  | 0 | Utilization Factor, if applicable | % | 0% |  | ?
|  | Project Management Yr 1 | $/yr | 20000 | ? |  |  |  | 1 | State ITC realization period | yrs | 0 |  | ?
|  | Property Tax or PILOT | $/kW | 5 | ? |  |  |  |  | Total State ITC, over realization period | $ | 0 |  | ?
|  | Annual Property Tax Adjustment Factor | % | 0% | ? |  |  |  |  | Is Performance-Based Incentive Tax Credit or Cash Pmt? |  | Tax Credit | 1 | ?
|  | Land Lease | $/yr | 321369.8598 | ? |  |  |  |  | If cash, is state PBI taxable? |  | No | 1 | ?
|  | Non-O&M OpEx Escalation | % | 2% | ? |  |  |  |  | PBI Rate | ¢/kWh | 1.5 |  | ?
[5 empty] | ? |  |  |  | 0 | PBI Duration | yrs | 10 |  | ?
[10 empty] | PBI Escalation Rate | % | 2% |  | ?
|  | Construction Financing | Units | Input Value |  |  |  |  | 0 | PBI Utilization Factor, if applicable | % | 100% |  | ?
|  | Construction Period | months | 0 | ? |  |  |  |  | Benefits used as generated or carried forward? |  | As Generated | 1 | ?
|  | Interest Rate (Annual) | % | 0% | ?
|  | Interest During Construction | $ |  | ? |  |  |  |  | Total State Grants (or Rebates) | $ | 0 |  | ?
[10 empty] | State Grants Treated as Taxable Income? |  | Yes |  | ?
|  | Permanent Financing | Units | Input Value
| 0 | % Debt (% of hard costs) (mortgage-style amort.) | % | 50.5% | ? |  |  |  |  | Capital Expenditures During Operations: E.g. Gearbox or Blade Replacements
| 0 | Debt Term | years | 15 | ? |  |  |  | 0 | 1st Equipment Replacement | year | 12 |  | ?
| 0 | Interest Rate on Term Debt | % | 7.664% | ? |  |  |  |  | 1st Replacement Cost ($ in year replaced) | $/kW | 21 |  | ?
| 0 | Lender's Fee (% of total borrowing) | % | 2% | ? |  |  |  | 0 | 2nd Equipment Replacement | year | 12 |  | ?
|  | Required Minimum Annual DSCR |  | 1 | ? |  |  |  |  | 2nd Replacement Cost ($ in year replaced) | $/kW | 0 |  | ?
|  | Actual Minimum DSCR, occurs in → | 0 |  | ? |  |  |  | 0 | 3rd Equipment Replacement | year | 12 |  | ?
|  | Minimum DSCR Check Cell (If "Fail," read note ==>) | Pass/Fail |  | ? |  |  |  |  | 3rd Replacement Cost ($ in year replaced) | $/kW | 0 |  | ?
|  | Required Average DSCR |  | 1.25 | ? |  |  |  | 0 | 4th Equipment Replacement | year | 12 |  | ?
|  | Actual Average DSCR |  |  | ? |  |  |  |  | 4th Replacement Cost ($ in year replaced) | $/kW | 0 |  | ?
|  | Average DSCR Check Cell (If "Fail," read note ==>) | Pass/Fail |  | ?
|  | % Equity (% hard costs) (soft costs also equity funded) | % |  | ? |  |  |  |  | Reserves Funded from Operations | Units | Input Value
| 0 | Target After-Tax Equity IRR | % | 10.03% | ? |  |  |  |  | Decommissioning Reserve
|  | Weighted Average Cost of Capital (WACC) | % |  | ? |  |  |  |  | Fund from Operations or Salvage Value? |  | Operations |  | ?
|  | Other Closing Costs | $ | 0 | ? |  |  |  |  | Reserve Requirement | $ | 0 |  | ?
|  | Summary of Sources of Funding for Total Installed Cost | [7 empty] | Initial Funding of Reserve Accounts | Units | Input Value
|  | Senior Debt (funds portion of hard costs) |  |  | ? |  |  |  |  | Debt Service Reserve
|  | Equity (funds balance of hard costs + all soft costs) |  |  | ? |  |  |  |  | # of months of Debt Service | months | 0 |  | ?
|  | Total Value of Grants |  |  | ? |  |  |  |  | Initial Debt Service Reserve | $ |  |  | ?
|  | Total Installed Cost | $ |  | ? |  |  |  |  | O&M Reserve/Working Capital
[10 empty] | # of months of O&M Expense | months | 0 |  | ?
|  | Tax | Units | Input Value | [5 empty] | Initial O&M and WC Reserve | $ |  |  | ?
|  | Is owner a taxable entity? |  | Yes | ? |  |  |  |  | Interest on All Reserves | % | 2% |  | ?
| 0 | Federal Income Tax Rate | % | 21% | ?
|  | Federal Tax Benefits used as generated or carried forward? |  | As Generated | ? |  |  |  |  | Depreciation Allocation | Input Values
| 0 | State Income Tax Rate | % | 9% | ? |  |  |  |  | Federal Bonus Depreciation | No |  |  | ?
|  | State Tax Benefits used as generated or carried forward? |  | As Generated | ? |  |  |  |  | % of Bonus Depreciation applied in Year 1 | 0% |  |  | ?
|  | Effective Income Tax Rate | % |  | ?
|  | Depreciation Allocation |  | see table ==> | ? |  |  |  |  | Allocation of Costs | 5-year MACRS | 7-year MACRS | 15-year MACRS |  |  | 20-year MACRS | 5-year SL | 15-year SL | 20-year SL | 39-year SL | Non-Depreciable
[7 empty] | 0 |  | 0% | Total Installed Cost | 94% | 0% | 1.5% |  |  | 1% | 0% | 0% | 1% | 0% | 2.5% | ?
[7 empty] | 1 |  | 100% | Generation Equipment | 96% | 0% | 2% |  |  | 0% | 0% | 0% | 2% | 0% | 0% | ?
[7 empty] | 1 |  | 100% | Balance of Plant | 50% | 0% | 0% |  |  | 0% | 0% | 50% | 0% | 0% | 0% | ?
[7 empty] | 1 |  | 100% | Interconnection | 0% | 0% | 0% |  |  | 0% | 0% | 100% | 0% | 0% | 0% | ?
[7 empty] | 1 |  | 100% | Development Costs & Fee | 80% | 0% | 0% |  |  | 0% | 0% | 5% | 5% | 0% | 10% | ?
[7 empty] | 1 |  | 100% | Reserves & Financing Costs | 0% | 0% | 0% |  |  | 0% | 0% | 0% | 50% | 0% | 50% | ?
[7 empty] | 0 |  |  | Click Here for Complex Input Worksheets | [11 empty] | ?
Large Solar III (PY 2024)
Performance, Cost, Operating, Tax & Financing Inputs
Check |  |  |  |  | Notes |  |  | Check |  | Technology Options |  |  |  | Notes
|  | Project Size and Performance | Units | Input Value | [5 empty] | Cost-Based Tariff Rate Structure | Units | Input Value |  |  |  | RI REG-specific additions and adjustments
|  | Generator Nameplate Capacity | kW | 14999 | ? |  |  |  | 0 | Payment Duration for Cost-Based Incentive | years | 20 |  | ? |  | Category | Unit | Value
| 0 | Net Capacity Factor, Yr 1 | % | 15.1% | ? |  |  |  |  | % of Year-One Tariff Rate Escalated | % | 0% | 0% | ? |  | Tech | N/A | Solar
|  | Production, Yr 1 | kWh |  | ? |  |  |  |  | Cost-Based Tariff Escalation Rate | % | 0% |  | ? |  | Ownership Structure | N/A | third-party-owned
| 0 | Annual Production Degradation | % | 0.5% | ?
| 0 | Project Useful Life | years | 30 | ? |  |  |  |  | Forecasted Market Value of Production; applies after Incentive Expiration |  |  |  | ? |  | Decommissioning Cost | $/kW | 20
[10 empty] | Select Market Value Forecast Methodology |  | Year-by-Year |  | ? | 1 | Bond Exp. for Decomm. (% of decomm. cost) | % | 2%
|  | Capital Costs | Units | Input Value |  |  |  |  | 0 | Value of energy, capacity & RECs, Yr 1 | ¢/kWh | 5 |  | ? | 0
|  | Select Cost Level of Detail |  | Intermediate | ? |  |  |  | 0 | Market Value Escalation Rate | % | 3% |  | ? | 0 | Annual Property Tax Adjustment Factor | % | 0
|  | Total Installed Cost | $/kW | 2500 | ? |  |  |  |  | Click Here for Complex Input Worksheet |  |  |  | ? | 1 | Land Lease Escalation Factor | % | 2%
|  | Generation Equipment | $ | 31274445.963 | ?
|  | Balance of Plant | $ | 0 | ? |  |  |  |  | Federal Incentives | Units | Input Value |  |  |  | Total State ITC, over realization period | $ | 0
|  | Interconnection | $ | 0 | ? |  |  |  |  | Select Cost-Based (ITC/Grant) or Performance-Based (PTC/REPI) |  | Cost-Based |  | ? |  | CRDG-Related O&M Expense | $/kW/yr | 0
|  | Development Costs & Fee | $ | 0 | ? |  |  |  |  | Investment Tax Credit (ITC) or Cash Grant? |  | ITC |  | ?
|  | Reserves & Financing Costs | $ |  | ? |  |  |  | 0 | ITC or Cash Grant Amount | % | 30% |  | ?
|  | Click Here for Complex Input Worksheet |  |  | ? |  |  |  | 0 | ITC utilization factor, if applicable | % | 100% |  | ? | 1
|  | Total Installed Cost | $ |  | ? |  |  |  |  | ITC or Cash Grant | $ |  |  | ?
|  | Total Installed Cost | $/kW |  | ? |  |  |  |  | Is PBI Tax-Based (PTC) or Cash-Based (REPI)? |  | Tax Credit |  | ?
|  | Total Value of Grants (excl. pmt in lieu of ITC, if applicable) | $ |  | ? |  |  |  |  | PBI Rate | ¢/kWh | 0 |  | ?
|  | Net Project Cost | $ |  | ? |  |  |  | 0 | PBI Duration | yrs | 0 |  | ?
|  | Net Project Cost | $/kW |  | ? |  |  |  |  | PBI Escalation Rate | % | 0% |  | ?
[9 empty] | 0 | PBI Utilization or Availability Factor, if applicable | % | 0% |  | ?
|  | Operations & Maintenance | Units | Input Value | [5 empty] | Federal Tax Benefits used as generated or carried forward? |  | As Generated |  | ?
|  | Select Cost Level of Detail |  | Intermediate | ?
|  | Fixed O&M Expense, Yr 1 | $/kW-yr | 9 | ? |  |  |  |  | Federal Grants (Other than Section 1603) | $ | 0 |  | ?
|  | Variable O&M Expense, Yr 1 | ¢/kWh | 0 | ? |  |  |  |  | Federal Grants Treated as Taxable Income? |  | Yes |  | ?
|  | O&M Cost Inflation, initial period | % | 3% | ?
|  | Initial Period ends last day of: | year | 10 | ? |  |  |  |  | State Incentives | Units | Input Value
|  | O&M Cost Inflation, thereafter | % | 3% | ? |  |  |  |  | Select Cost-Based (ITC) or Performance-Based (PTC/Cash Pmt) |  | Neither |  | ?
|  | Insurance, Yr 1 (% of Total Cost) | % | 0.5715% | ? |  |  |  | 0 | ITC Amount | % | 0% | 1 | ?
|  | Insurance, Yr 1 ($) (Provided for reference) | $ |  | ? |  |  |  | 0 | Utilization Factor, if applicable | % | 0% |  | ?
|  | Project Management Yr 1 | $/yr | 20000 | ? |  |  |  | 1 | State ITC realization period | yrs | 0 |  | ?
|  | Property Tax or PILOT | $/kW | 5 | ? |  |  |  |  | Total State ITC, over realization period | $ | 0 |  | ?
|  | Annual Property Tax Adjustment Factor | % | 0% | ? |  |  |  |  | Is Performance-Based Incentive Tax Credit or Cash Pmt? |  | Tax Credit | 1 | ?
|  | Land Lease | $/yr | 482070.8598 | ? |  |  |  |  | If cash, is state PBI taxable? |  | No | 1 | ?
|  | Non-O&M OpEx Escalation | % | 2% | ? |  |  |  |  | PBI Rate | ¢/kWh | 1.5 |  | ?
[5 empty] | ? |  |  |  | 0 | PBI Duration | yrs | 10 |  | ?
[10 empty] | PBI Escalation Rate | % | 2% |  | ?
|  | Construction Financing | Units | Input Value |  |  |  |  | 0 | PBI Utilization Factor, if applicable | % | 100% |  | ?
|  | Construction Period | months | 0 | ? |  |  |  |  | Benefits used as generated or carried forward? |  | As Generated | 1 | ?
|  | Interest Rate (Annual) | % | 0% | ?
|  | Interest During Construction | $ | 0 | ? |  |  |  |  | Total State Grants (or Rebates) | $ | 0 |  | ?
[10 empty] | State Grants Treated as Taxable Income? |  | Yes |  | ?
|  | Permanent Financing | Units | Input Value
| 0 | % Debt (% of hard costs) (mortgage-style amort.) | % | 54% | ? |  |  |  |  | Capital Expenditures During Operations: E.g. Gearbox or Blade Replacements
| 0 | Debt Term | years | 15 | ? |  |  |  | 0 | 1st Equipment Replacement | year | 12 |  | ?
| 0 | Interest Rate on Term Debt | % | 7.664% | ? |  |  |  |  | 1st Replacement Cost ($ in year replaced) | $/kW | 21 |  | ?
| 0 | Lender's Fee (% of total borrowing) | % | 2% | ? |  |  |  | 0 | 2nd Equipment Replacement | year | 12 |  | ?
|  | Required Minimum Annual DSCR |  | 1 | ? |  |  |  |  | 2nd Replacement Cost ($ in year replaced) | $/kW | 0 |  | ?
|  | Actual Minimum DSCR, occurs in → | 0 |  | ? |  |  |  | 0 | 3rd Equipment Replacement | year | 12 |  | ?
|  | Minimum DSCR Check Cell (If "Fail," read note ==>) | Pass/Fail |  | ? |  |  |  |  | 3rd Replacement Cost ($ in year replaced) | $/kW | 0 |  | ?
|  | Required Average DSCR |  | 1.25 | ? |  |  |  | 0 | 4th Equipment Replacement | year | 12 |  | ?
|  | Actual Average DSCR |  |  | ? |  |  |  |  | 4th Replacement Cost ($ in year replaced) | $/kW | 0 |  | ?
|  | Average DSCR Check Cell (If "Fail," read note ==>) | Pass/Fail |  | ?
|  | % Equity (% hard costs) (soft costs also equity funded) | % |  | ? |  |  |  |  | Reserves Funded from Operations | Units | Input Value
| 0 | Target After-Tax Equity IRR | % | 10.03% | ? |  |  |  |  | Decommissioning Reserve
|  | Weighted Average Cost of Capital (WACC) | % |  | ? |  |  |  |  | Fund from Operations or Salvage Value? |  | Operations |  | ?
|  | Other Closing Costs | $ | 0 | ? |  |  |  |  | Reserve Requirement | $ | 0 |  | ?
|  | Summary of Sources of Funding for Total Installed Cost | [7 empty] | Initial Funding of Reserve Accounts | Units | Input Value
|  | Senior Debt (funds portion of hard costs) |  |  | ? |  |  |  |  | Debt Service Reserve
|  | Equity (funds balance of hard costs + all soft costs) |  |  | ? |  |  |  |  | # of months of Debt Service | months | 0 |  | ?
|  | Total Value of Grants |  |  | ? |  |  |  |  | Initial Debt Service Reserve | $ |  |  | ?
|  | Total Installed Cost | $ |  | ? |  |  |  |  | O&M Reserve/Working Capital
[10 empty] | # of months of O&M Expense | months | 0 |  | ?
|  | Tax | Units | Input Value | [5 empty] | Initial O&M and WC Reserve | $ |  |  | ?
|  | Is owner a taxable entity? |  | Yes | ? |  |  |  |  | Interest on All Reserves | % | 2% |  | ?
| 0 | Federal Income Tax Rate | % | 21% | ?
|  | Federal Tax Benefits used as generated or carried forward? |  | As Generated | ? |  |  |  |  | Depreciation Allocation | Input Values
| 0 | State Income Tax Rate | % | 9% | ? |  |  |  |  | Federal Bonus Depreciation | No |  |  | ?
|  | State Tax Benefits used as generated or carried forward? |  | As Generated | ? |  |  |  |  | % of Bonus Depreciation applied in Year 1 | 0% |  |  | ?
|  | Effective Income Tax Rate | % |  | ?
|  | Depreciation Allocation |  | see table ==> | ? |  |  |  |  | Allocation of Costs | 5-year MACRS | 7-year MACRS | 15-year MACRS |  |  | 20-year MACRS | 5-year SL | 15-year SL | 20-year SL | 39-year SL | Non-Depreciable
[7 empty] | 0 |  | 0% | Total Installed Cost | 94% | 0% | 1.5% |  |  | 1% | 0% | 0% | 1% | 0% | 2.5% | ?
[7 empty] | 1 |  | 100% | Generation Equipment | 96% | 0% | 2% |  |  | 0% | 0% | 0% | 2% | 0% | 0% | ?
[7 empty] | 1 |  | 100% | Balance of Plant | 50% | 0% | 0% |  |  | 0% | 0% | 50% | 0% | 0% | 0% | ?
[7 empty] | 1 |  | 100% | Interconnection | 0% | 0% | 0% |  |  | 0% | 0% | 100% | 0% | 0% | 0% | ?
[7 empty] | 1 |  | 100% | Development Costs & Fee | 80% | 0% | 0% |  |  | 0% | 0% | 5% | 5% | 0% | 10% | ?
[7 empty] | 1 |  | 100% | Reserves & Financing Costs | 0% | 0% | 0% |  |  | 0% | 0% | 0% | 50% | 0% | 50% | ?
[7 empty] | 0 |  |  | Click Here for Complex Input Worksheets | [11 empty] | ?
Large Solar IV (PY 2024)
Performance, Cost, Operating, Tax & Financing Inputs
Check |  |  |  |  | Notes |  |  | Check |  | Technology Options |  |  |  | Notes
|  | Project Size and Performance | Units | Input Value | [5 empty] | Cost-Based Tariff Rate Structure | Units | Input Value |  |  |  | RI REG-specific additions and adjustments
|  | Generator Nameplate Capacity | kW | 20000 | ? |  |  |  | 0 | Payment Duration for Cost-Based Incentive | years | 20 |  | ? |  | Category | Unit | Value
| 0 | Net Capacity Factor, Yr 1 | % | 15.1% | ? |  |  |  |  | % of Year-One Tariff Rate Escalated | % | 0% | 0% | ? |  | Tech | N/A | Solar
|  | Production, Yr 1 | kWh |  | ? |  |  |  |  | Cost-Based Tariff Escalation Rate | % | 0% |  | ? |  | Ownership Structure | N/A | third-party-owned
| 0 | Annual Production Degradation | % | 0.5% | ?
| 0 | Project Useful Life | years | 30 | ? |  |  |  |  | Forecasted Market Value of Production; applies after Incentive Expiration |  |  |  | ? |  | Decommissioning Cost | $/kW | 20
[10 empty] | Select Market Value Forecast Methodology |  | Year-by-Year |  | ? | 1 | Bond Exp. for Decomm. (% of decomm. cost) | % | 2%
|  | Capital Costs | Units | Input Value |  |  |  |  | 0 | Value of energy, capacity & RECs, Yr 1 | ¢/kWh | 5 |  | ? | 0
|  | Select Cost Level of Detail |  | Intermediate | ? |  |  |  | 0 | Market Value Escalation Rate | % | 3% |  | ? | 0 | Annual Property Tax Adjustment Factor | % | 0
|  | Total Installed Cost | $/kW | 2500 | ? |  |  |  |  | Click Here for Complex Input Worksheet |  |  |  | ? | 1 | Land Lease Escalation Factor | % | 2%
|  | Generation Equipment | $ | 40717573.9645 | ?
|  | Balance of Plant | $ | 0 | ? |  |  |  |  | Federal Incentives | Units | Input Value |  |  |  | Total State ITC, over realization period | $ | 0
|  | Interconnection | $ | 0 | ? |  |  |  |  | Select Cost-Based (ITC/Grant) or Performance-Based (PTC/REPI) |  | Cost-Based |  | ? |  | CRDG-Related O&M Expense | $/kW/yr | 0
|  | Development Costs & Fee | $ | 0 | ? |  |  |  |  | Investment Tax Credit (ITC) or Cash Grant? |  | ITC |  | ?
|  | Reserves & Financing Costs | $ |  | ? |  |  |  | 0 | ITC or Cash Grant Amount | % | 30% |  | ?
|  | Click Here for Complex Input Worksheet |  |  | ? |  |  |  | 0 | ITC utilization factor, if applicable | % | 100% |  | ? | 1
|  | Total Installed Cost | $ |  | ? |  |  |  |  | ITC or Cash Grant | $ |  |  | ?
|  | Total Installed Cost | $/kW |  | ? |  |  |  |  | Is PBI Tax-Based (PTC) or Cash-Based (REPI)? |  | Tax Credit |  | ?
|  | Total Value of Grants (excl. pmt in lieu of ITC, if applicable) | $ |  | ? |  |  |  |  | PBI Rate | ¢/kWh | 0 |  | ?
|  | Net Project Cost | $ |  | ? |  |  |  | 0 | PBI Duration | yrs | 0 |  | ?
|  | Net Project Cost | $/kW |  | ? |  |  |  |  | PBI Escalation Rate | % | 0% |  | ?
[9 empty] | 0 | PBI Utilization or Availability Factor, if applicable | % | 0% |  | ?
|  | Operations & Maintenance | Units | Input Value | [5 empty] | Federal Tax Benefits used as generated or carried forward? |  | As Generated |  | ?
|  | Select Cost Level of Detail |  | Intermediate | ?
|  | Fixed O&M Expense, Yr 1 | $/kW-yr | 9 | ? |  |  |  |  | Federal Grants (Other than Section 1603) | $ | 0 |  | ?
|  | Variable O&M Expense, Yr 1 | ¢/kWh | 0 | ? |  |  |  |  | Federal Grants Treated as Taxable Income? |  | Yes |  | ?
|  | O&M Cost Inflation, initial period | % | 3% | ?
|  | Initial Period ends last day of: | year | 10 | ? |  |  |  |  | State Incentives | Units | Input Value
|  | O&M Cost Inflation, thereafter | % | 3% | ? |  |  |  |  | Select Cost-Based (ITC) or Performance-Based (PTC/Cash Pmt) |  | Neither |  | ?
|  | Insurance, Yr 1 (% of Total Cost) | % | 0.5715% | ? |  |  |  | 0 | ITC Amount | % | 0% | 1 | ?
|  | Insurance, Yr 1 ($) (Provided for reference) | $ |  | ? |  |  |  | 0 | Utilization Factor, if applicable | % | 0% |  | ?
|  | Project Management Yr 1 | $/yr | 20000 | ? |  |  |  | 1 | State ITC realization period | yrs | 0 |  | ?
|  | Property Tax or PILOT | $/kW | 5 | ? |  |  |  |  | Total State ITC, over realization period | $ | 0 |  | ?
|  | Annual Property Tax Adjustment Factor | % | 0% | ? |  |  |  |  | Is Performance-Based Incentive Tax Credit or Cash Pmt? |  | Tax Credit | 1 | ?
|  | Land Lease | $/yr | 642804 | ? |  |  |  |  | If cash, is state PBI taxable? |  | No | 1 | ?
|  | Non-O&M OpEx Escalation | % | 2% | ? |  |  |  |  | PBI Rate | ¢/kWh | 1.5 |  | ?
[5 empty] | ? |  |  |  | 0 | PBI Duration | yrs | 10 |  | ?
[10 empty] | PBI Escalation Rate | % | 2% |  | ?
|  | Construction Financing | Units | Input Value |  |  |  |  | 0 | PBI Utilization Factor, if applicable | % | 100% |  | ?
|  | Construction Period | months | 0 | ? |  |  |  |  | Benefits used as generated or carried forward? |  | As Generated | 1 | ?
|  | Interest Rate (Annual) | % | 0% | ?
|  | Interest During Construction | $ | 0 | ? |  |  |  |  | Total State Grants (or Rebates) | $ | 0 |  | ?
[10 empty] | State Grants Treated as Taxable Income? |  | Yes |  | ?
|  | Permanent Financing | Units | Input Value
| 0 | % Debt (% of hard costs) (mortgage-style amort.) | % | 54% | ? |  |  |  |  | Capital Expenditures During Operations: E.g. Gearbox or Blade Replacements
| 0 | Debt Term | years | 15 | ? |  |  |  | 0 | 1st Equipment Replacement | year | 12 |  | ?
| 0 | Interest Rate on Term Debt | % | 7.664% | ? |  |  |  |  | 1st Replacement Cost ($ in year replaced) | $/kW | 21 |  | ?
| 0 | Lender's Fee (% of total borrowing) | % | 2% | ? |  |  |  | 0 | 2nd Equipment Replacement | year | 12 |  | ?
|  | Required Minimum Annual DSCR |  | 1 | ? |  |  |  |  | 2nd Replacement Cost ($ in year replaced) | $/kW | 0 |  | ?
|  | Actual Minimum DSCR, occurs in → | 0 |  | ? |  |  |  | 0 | 3rd Equipment Replacement | year | 12 |  | ?
|  | Minimum DSCR Check Cell (If "Fail," read note ==>) | Pass/Fail |  | ? |  |  |  |  | 3rd Replacement Cost ($ in year replaced) | $/kW | 0 |  | ?
|  | Required Average DSCR |  | 1.25 | ? |  |  |  | 0 | 4th Equipment Replacement | year | 12 |  | ?
|  | Actual Average DSCR |  |  | ? |  |  |  |  | 4th Replacement Cost ($ in year replaced) | $/kW | 0 |  | ?
|  | Average DSCR Check Cell (If "Fail," read note ==>) | Pass/Fail |  | ?
|  | % Equity (% hard costs) (soft costs also equity funded) | % |  | ? |  |  |  |  | Reserves Funded from Operations | Units | Input Value
| 0 | Target After-Tax Equity IRR | % | 10.03% | ? |  |  |  |  | Decommissioning Reserve
|  | Weighted Average Cost of Capital (WACC) | % |  | ? |  |  |  |  | Fund from Operations or Salvage Value? |  | Operations |  | ?
|  | Other Closing Costs | $ | 0 | ? |  |  |  |  | Reserve Requirement | $ | 0 |  | ?
|  | Summary of Sources of Funding for Total Installed Cost | [7 empty] | Initial Funding of Reserve Accounts | Units | Input Value
|  | Senior Debt (funds portion of hard costs) |  |  | ? |  |  |  |  | Debt Service Reserve
|  | Equity (funds balance of hard costs + all soft costs) |  |  | ? |  |  |  |  | # of months of Debt Service | months | 0 |  | ?
|  | Total Value of Grants |  |  | ? |  |  |  |  | Initial Debt Service Reserve | $ |  |  | ?
|  | Total Installed Cost | $ |  | ? |  |  |  |  | O&M Reserve/Working Capital
[10 empty] | # of months of O&M Expense | months | 0 |  | ?
|  | Tax | Units | Input Value | [5 empty] | Initial O&M and WC Reserve | $ |  |  | ?
|  | Is owner a taxable entity? |  | Yes | ? |  |  |  |  | Interest on All Reserves | % | 2% |  | ?
| 0 | Federal Income Tax Rate | % | 21% | ?
|  | Federal Tax Benefits used as generated or carried forward? |  | As Generated | ? |  |  |  |  | Depreciation Allocation | Input Values
| 0 | State Income Tax Rate | % | 9% | ? |  |  |  |  | Federal Bonus Depreciation | No |  |  | ?
|  | State Tax Benefits used as generated or carried forward? |  | As Generated | ? |  |  |  |  | % of Bonus Depreciation applied in Year 1 | 0% |  |  | ?
|  | Effective Income Tax Rate | % |  | ?
|  | Depreciation Allocation |  | see table ==> | ? |  |  |  |  | Allocation of Costs | 5-year MACRS | 7-year MACRS | 15-year MACRS |  |  | 20-year MACRS | 5-year SL | 15-year SL | 20-year SL | 39-year SL | Non-Depreciable
[7 empty] | 0 |  | 0% | Total Installed Cost | 94% | 0% | 1.5% |  |  | 1% | 0% | 0% | 1% | 0% | 2.5% | ?
[7 empty] | 1 |  | 100% | Generation Equipment | 96% | 0% | 2% |  |  | 0% | 0% | 0% | 2% | 0% | 0% | ?
[7 empty] | 1 |  | 100% | Balance of Plant | 50% | 0% | 0% |  |  | 0% | 0% | 50% | 0% | 0% | 0% | ?
[7 empty] | 1 |  | 100% | Interconnection | 0% | 0% | 0% |  |  | 0% | 0% | 100% | 0% | 0% | 0% | ?
[7 empty] | 1 |  | 100% | Development Costs & Fee | 80% | 0% | 0% |  |  | 0% | 0% | 5% | 5% | 0% | 10% | ?
[7 empty] | 1 |  | 100% | Reserves & Financing Costs | 0% | 0% | 0% |  |  | 0% | 0% | 0% | 50% | 0% | 50% | ?
[7 empty] | 0 |  |  | Click Here for Complex Input Worksheets | [11 empty] | ?
Large Wind (PY 2024)
Performance, Cost, Operating, Tax & Financing Inputs
Check |  |  |  |  | Notes |  |  | Check |  | Technology Options |  |  |  | Notes
|  | Project Size and Performance | Units | Input Value | [5 empty] | Cost-Based Tariff Rate Structure | Units | Input Value |  |  |  | RI REG-specific additions and adjustments
|  | Generator Nameplate Capacity | kW | 3000 | ? |  |  |  | 0 | Payment Duration for Cost-Based Incentive | years | 20 |  | ? |  | Category | Unit | Value
| 0 | Net Capacity Factor, Yr 1 | % | 21% | ? |  |  |  |  | % of Year-One Tariff Rate Escalated | % | 0% | 0% | ? |  | Tech | N/A | Wind
|  | Production, Yr 1 | kWh |  | ? |  |  |  |  | Cost-Based Tariff Escalation Rate | % | 0% |  | ? |  | Ownership Structure | N/A | third-party-owned
| 0 | Annual Production Degradation | % | 0.5% | ?
| 0 | Project Useful Life | years | 30 | ? |  |  |  |  | Forecasted Market Value of Production; applies after Incentive Expiration |  |  |  | ? |  | Decommissioning Cost | $/kW | 37.5
[10 empty] | Select Market Value Forecast Methodology |  | Year-by-Year |  | ? | 1 | Bond Exp. for Decomm. (% of decomm. cost) | % | 2%
|  | Capital Costs | Units | Input Value |  |  |  |  | 0 | Value of energy, capacity & RECs, Yr 1 | ¢/kWh | 5 |  | ? | 0
|  | Select Cost Level of Detail |  | Intermediate | ? |  |  |  | 0 | Market Value Escalation Rate | % | 3% |  | ? | 0 | Annual Property Tax Adjustment Factor | % | 0
|  | Total Installed Cost | $/kW | 2500 | ? |  |  |  |  | Click Here for Complex Input Worksheet |  |  |  | ? | 1 | Land Lease Escalation Factor | % | 2%
|  | Generation Equipment | $ | 10645200 | ?
|  | Balance of Plant | $ | 0 | ? |  |  |  |  | Federal Incentives | Units | Input Value |  |  |  | Total State ITC, over realization period | $ | 0
|  | Interconnection | $ | 0 | ? |  |  |  |  | Select Cost-Based (ITC/Grant) or Performance-Based (PTC/REPI) |  | Cost-Based |  | ? |  | CRDG-Related O&M Expense | $/kW/yr | 0
|  | Development Costs & Fee | $ | 0 | ? |  |  |  |  | Investment Tax Credit (ITC) or Cash Grant? |  | ITC |  | ?
|  | Reserves & Financing Costs | $ |  | ? |  |  |  | 0 | ITC or Cash Grant Amount | % | 30% |  | ?
|  | Click Here for Complex Input Worksheet |  |  | ? |  |  |  | 0 | ITC utilization factor, if applicable | % | 100% |  | ? | 1
|  | Total Installed Cost | $ |  | ? |  |  |  |  | ITC or Cash Grant | $ |  |  | ?
|  | Total Installed Cost | $/kW |  | ? |  |  |  |  | Is PBI Tax-Based (PTC) or Cash-Based (REPI)? |  | Tax Credit |  | ?
|  | Total Value of Grants (excl. pmt in lieu of ITC, if applicable) | $ |  | ? |  |  |  |  | PBI Rate | ¢/kWh | 1.5 |  | ?
|  | Net Project Cost | $ |  | ? |  |  |  | 0 | PBI Duration | yrs | 10 |  | ?
|  | Net Project Cost | $/kW |  | ? |  |  |  |  | PBI Escalation Rate | % | 2% |  | ?
[9 empty] | 0 | PBI Utilization or Availability Factor, if applicable | % | 100% |  | ?
|  | Operations & Maintenance | Units | Input Value | [5 empty] | Federal Tax Benefits used as generated or carried forward? |  | As Generated |  | ?
|  | Select Cost Level of Detail |  | Intermediate | ?
|  | Fixed O&M Expense, Yr 1 | $/kW-yr | 26.5 | ? |  |  |  |  | Federal Grants (Other than Section 1603) | $ | 0 |  | ?
|  | Variable O&M Expense, Yr 1 | ¢/kWh | 0 | ? |  |  |  |  | Federal Grants Treated as Taxable Income? |  | Yes |  | ?
|  | O&M Cost Inflation, initial period | % | 2% | ?
|  | Initial Period ends last day of: | year | 10 | ? |  |  |  |  | State Incentives | Units | Input Value
|  | O&M Cost Inflation, thereafter | % | 2% | ? |  |  |  |  | Select Cost-Based (ITC) or Performance-Based (PTC/Cash Pmt) |  | Neither |  | ?
|  | Insurance, Yr 1 (% of Total Cost) | % | 0.294% | ? |  |  |  | 0 | ITC Amount | % | 0% | 1 | ?
|  | Insurance, Yr 1 ($) (Provided for reference) | $ |  | ? |  |  |  | 0 | Utilization Factor, if applicable | % | 0% |  | ?
|  | Project Management Yr 1 | $/yr | 18000 | ? |  |  |  | 1 | State ITC realization period | yrs | 0 |  | ?
|  | Property Tax or PILOT | $/kW | 5 | ? |  |  |  |  | Total State ITC, over realization period | $ | 0 |  | ?
|  | Annual Property Tax Adjustment Factor | % | 0% | ? |  |  |  |  | Is Performance-Based Incentive Tax Credit or Cash Pmt? |  | Tax Credit | 1 | ?
|  | Land Lease | $/yr | 162000 | ? |  |  |  |  | If cash, is state PBI taxable? |  | No | 1 | ?
|  | Non-O&M OpEx Escalation | % | 2% | ? |  |  |  |  | PBI Rate | ¢/kWh | 1.5 |  | ?
[5 empty] | ? |  |  |  | 0 | PBI Duration | yrs | 10 |  | ?
[10 empty] | PBI Escalation Rate | % | 2% |  | ?
|  | Construction Financing | Units | Input Value |  |  |  |  | 0 | PBI Utilization Factor, if applicable | % | 100% |  | ?
|  | Construction Period | months | 0 | ? |  |  |  |  | Benefits used as generated or carried forward? |  | As Generated | 1 | ?
|  | Interest Rate (Annual) | % | 0% | ?
|  | Interest During Construction | $ |  | ? |  |  |  |  | Total State Grants (or Rebates) | $ | 0 |  | ?
[10 empty] | State Grants Treated as Taxable Income? |  | Yes |  | ?
|  | Permanent Financing | Units | Input Value
| 0 | % Debt (% of hard costs) (mortgage-style amort.) | % | 42% | ? |  |  |  |  | Capital Expenditures During Operations: E.g. Gearbox or Blade Replacements
| 0 | Debt Term | years | 15 | ? |  |  |  | 0 | 1st Equipment Replacement | year | 12 |  | ?
| 0 | Interest Rate on Term Debt | % | 7.901% | ? |  |  |  |  | 1st Replacement Cost ($ in year replaced) | $/kW | 0 |  | ?
| 0 | Lender's Fee (% of total borrowing) | % | 1% | ? |  |  |  | 0 | 2nd Equipment Replacement | year | 15 |  | ?
|  | Required Minimum Annual DSCR |  | 1 | ? |  |  |  |  | 2nd Replacement Cost ($ in year replaced) | $/kW | 30 |  | ?
|  | Actual Minimum DSCR, occurs in → | 0 |  | ? |  |  |  | 0 | 3rd Equipment Replacement | year | 18 |  | ?
|  | Minimum DSCR Check Cell (If "Fail," read note ==>) | Pass/Fail |  | ? |  |  |  |  | 3rd Replacement Cost ($ in year replaced) | $/kW | 0 |  | ?
|  | Required Average DSCR |  | 1.35 | ? |  |  |  | 0 | 4th Equipment Replacement | year | 19 |  | ?
|  | Actual Average DSCR |  |  | ? |  |  |  |  | 4th Replacement Cost ($ in year replaced) | $/kW | 30 |  | ?
|  | Average DSCR Check Cell (If "Fail," read note ==>) | Pass/Fail |  | ?
|  | % Equity (% hard costs) (soft costs also equity funded) | % |  | ? |  |  |  |  | Reserves Funded from Operations | Units | Input Value
| 0 | Target After-Tax Equity IRR | % | 10.12% | ? |  |  |  |  | Decommissioning Reserve
|  | Weighted Average Cost of Capital (WACC) | % |  | ? |  |  |  |  | Fund from Operations or Salvage Value? |  | Operations |  | ?
|  | Other Closing Costs | $ | 0 | ? |  |  |  |  | Reserve Requirement | $ | 0 |  | ?
|  | Summary of Sources of Funding for Total Installed Cost | [7 empty] | Initial Funding of Reserve Accounts | Units | Input Value
|  | Senior Debt (funds portion of hard costs) |  |  | ? |  |  |  |  | Debt Service Reserve
|  | Equity (funds balance of hard costs + all soft costs) |  |  | ? |  |  |  |  | # of months of Debt Service | months | 0 |  | ?
|  | Total Value of Grants |  |  | ? |  |  |  |  | Initial Debt Service Reserve | $ |  |  | ?
|  | Total Installed Cost | $ |  | ? |  |  |  |  | O&M Reserve/Working Capital
[10 empty] | # of months of O&M Expense | months | 0 |  | ?
|  | Tax | Units | Input Value | [5 empty] | Initial O&M and WC Reserve | $ |  |  | ?
|  | Is owner a taxable entity? |  | Yes | ? |  |  |  |  | Interest on All Reserves | % | 2% |  | ?
| 0 | Federal Income Tax Rate | % | 21% | ?
|  | Federal Tax Benefits used as generated or carried forward? |  | As Generated | ? |  |  |  |  | Depreciation Allocation | Input Values
| 0 | State Income Tax Rate | % | 9% | ? |  |  |  |  | Federal Bonus Depreciation | No |  |  | ?
|  | State Tax Benefits used as generated or carried forward? |  | As Generated | ? |  |  |  |  | % of Bonus Depreciation applied in Year 1 | 0% |  |  | ?
|  | Effective Income Tax Rate | % |  | ?
|  | Depreciation Allocation |  | see table ==> | ? |  |  |  |  | Allocation of Costs | 5-year MACRS | 7-year MACRS | 15-year MACRS |  |  | 20-year MACRS | 5-year SL | 15-year SL | 20-year SL | 39-year SL | Non-Depreciable
[7 empty] | 0 |  | 0% | Total Installed Cost | 94% | 0% | 1.5% |  |  | 1% | 0% | 0% | 1% | 0% | 2.5% | ?
[7 empty] | 1 |  | 100% | Generation Equipment | 96% | 0% | 2% |  |  | 0% | 0% | 0% | 2% | 0% | 0% | ?
[7 empty] | 1 |  | 100% | Balance of Plant | 50% | 0% | 0% |  |  | 0% | 0% | 50% | 0% | 0% | 0% | ?
[7 empty] | 1 |  | 100% | Interconnection | 0% | 0% | 0% |  |  | 0% | 0% | 100% | 0% | 0% | 0% | ?
[7 empty] | 1 |  | 100% | Development Costs & Fee | 80% | 0% | 0% |  |  | 0% | 0% | 5% | 5% | 0% | 10% | ?
[7 empty] | 1 |  | 100% | Reserves & Financing Costs | 0% | 0% | 0% |  |  | 0% | 0% | 0% | 50% | 0% | 50% | ?
[7 empty] | 0 |  |  | Click Here for Complex Input Worksheets | [11 empty] | ?
Large Wind CRDG (PY 2024)
Performance, Cost, Operating, Tax & Financing Inputs
Check |  |  |  |  | Notes |  |  | Check |  | Technology Options |  |  |  | Notes
|  | Project Size and Performance | Units | Input Value | [5 empty] | Cost-Based Tariff Rate Structure | Units | Input Value |  |  |  | RI REG-specific additions and adjustments
|  | Generator Nameplate Capacity | kW | 3000 | ? |  |  |  | 0 | Payment Duration for Cost-Based Incentive | years | 20 |  | ? |  | Category | Unit | Value
| 0 | Net Capacity Factor, Yr 1 | % | 21% | ? |  |  |  |  | % of Year-One Tariff Rate Escalated | % | 0% | 0% | ? |  | Tech | N/A | Wind
|  | Production, Yr 1 | kWh |  | ? |  |  |  |  | Cost-Based Tariff Escalation Rate | % | 0% |  | ? |  | Ownership Structure | N/A | third-party-owned
| 0 | Annual Production Degradation | % | 0.5% | ?
| 0 | Project Useful Life | years | 30 | ? |  |  |  |  | Forecasted Market Value of Production; applies after Incentive Expiration |  |  |  | ? |  | Decommissioning Cost | $/kW | 37.5
[10 empty] | Select Market Value Forecast Methodology |  | Year-by-Year |  | ? | 1 | Bond Exp. for Decomm. (% of decomm. cost) | % | 2%
|  | Capital Costs | Units | Input Value |  |  |  |  | 0 | Value of energy, capacity & RECs, Yr 1 | ¢/kWh | 5 |  | ? | 0
|  | Select Cost Level of Detail |  | Intermediate | ? |  |  |  | 0 | Market Value Escalation Rate | % | 3% |  | ? | 0 | Annual Property Tax Adjustment Factor | % | 0
|  | Total Installed Cost | $/kW | 2500 | ? |  |  |  |  | Click Here for Complex Input Worksheet |  |  |  | ? | 1 | Land Lease Escalation Factor | % | 2%
|  | Generation Equipment | $ | 10945200 | ?
|  | Balance of Plant | $ | 0 | ? |  |  |  |  | Federal Incentives | Units | Input Value |  |  |  | Total State ITC, over realization period | $ | 0
|  | Interconnection | $ | 0 | ? |  |  |  |  | Select Cost-Based (ITC/Grant) or Performance-Based (PTC/REPI) |  | Cost-Based |  | ? |  | CRDG-Related O&M Expense | $/kW/yr | 22
|  | Development Costs & Fee | $ | 0 | ? |  |  |  |  | Investment Tax Credit (ITC) or Cash Grant? |  | ITC |  | ?
|  | Reserves & Financing Costs | $ |  | ? |  |  |  | 0 | ITC or Cash Grant Amount | % | 30% |  | ?
|  | Click Here for Complex Input Worksheet |  |  | ? |  |  |  | 0 | ITC utilization factor, if applicable | % | 100% |  | ? | 1
|  | Total Installed Cost | $ |  | ? |  |  |  |  | ITC or Cash Grant | $ |  |  | ?
|  | Total Installed Cost | $/kW |  | ? |  |  |  |  | Is PBI Tax-Based (PTC) or Cash-Based (REPI)? |  | Tax Credit |  | ?
|  | Total Value of Grants (excl. pmt in lieu of ITC, if applicable) | $ |  | ? |  |  |  |  | PBI Rate | ¢/kWh | 1.5 |  | ?
|  | Net Project Cost | $ |  | ? |  |  |  | 0 | PBI Duration | yrs | 10 |  | ?
|  | Net Project Cost | $/kW |  | ? |  |  |  |  | PBI Escalation Rate | % | 2% |  | ?
[9 empty] | 0 | PBI Utilization or Availability Factor, if applicable | % | 100% |  | ?
|  | Operations & Maintenance | Units | Input Value | [5 empty] | Federal Tax Benefits used as generated or carried forward? |  | As Generated |  | ?
|  | Select Cost Level of Detail |  | Intermediate | ?
|  | Fixed O&M Expense, Yr 1 | $/kW-yr | 48.5 | ? |  |  |  |  | Federal Grants (Other than Section 1603) | $ | 0 |  | ?
|  | Variable O&M Expense, Yr 1 | ¢/kWh | 0 | ? |  |  |  |  | Federal Grants Treated as Taxable Income? |  | Yes |  | ?
|  | O&M Cost Inflation, initial period | % | 2% | ?
|  | Initial Period ends last day of: | year | 10 | ? |  |  |  |  | State Incentives | Units | Input Value
|  | O&M Cost Inflation, thereafter | % | 2% | ? |  |  |  |  | Select Cost-Based (ITC) or Performance-Based (PTC/Cash Pmt) |  | Neither |  | ?
|  | Insurance, Yr 1 (% of Total Cost) | % | 0.294% | ? |  |  |  | 0 | ITC Amount | % | 0% | 1 | ?
|  | Insurance, Yr 1 ($) (Provided for reference) | $ |  | ? |  |  |  | 0 | Utilization Factor, if applicable | % | 0% |  | ?
|  | Project Management Yr 1 | $/yr | 18000 | ? |  |  |  | 1 | State ITC realization period | yrs | 0 |  | ?
|  | Property Tax or PILOT | $/kW | 5 | ? |  |  |  |  | Total State ITC, over realization period | $ | 0 |  | ?
|  | Annual Property Tax Adjustment Factor | % | 0% | ? |  |  |  |  | Is Performance-Based Incentive Tax Credit or Cash Pmt? |  | Tax Credit | 1 | ?
|  | Land Lease | $/yr | 162000 | ? |  |  |  |  | If cash, is state PBI taxable? |  | No | 1 | ?
|  | Non-O&M OpEx Escalation | % | 2% | ? |  |  |  |  | PBI Rate | ¢/kWh | 1.5 |  | ?
[5 empty] | ? |  |  |  | 0 | PBI Duration | yrs | 10 |  | ?
[10 empty] | PBI Escalation Rate | % | 2% |  | ?
|  | Construction Financing | Units | Input Value |  |  |  |  | 0 | PBI Utilization Factor, if applicable | % | 100% |  | ?
|  | Construction Period | months | 0 | ? |  |  |  |  | Benefits used as generated or carried forward? |  | As Generated | 1 | ?
|  | Interest Rate (Annual) | % | 0% | ?
|  | Interest During Construction | $ |  | ? |  |  |  |  | Total State Grants (or Rebates) | $ | 0 |  | ?
[10 empty] | State Grants Treated as Taxable Income? |  | Yes |  | ?
|  | Permanent Financing | Units | Input Value
| 0 | % Debt (% of hard costs) (mortgage-style amort.) | % | 42% | ? |  |  |  |  | Capital Expenditures During Operations: E.g. Gearbox or Blade Replacements
| 0 | Debt Term | years | 15 | ? |  |  |  | 0 | 1st Equipment Replacement | year | 12 |  | ?
| 0 | Interest Rate on Term Debt | % | 7.901% | ? |  |  |  |  | 1st Replacement Cost ($ in year replaced) | $/kW | 0 |  | ?
| 0 | Lender's Fee (% of total borrowing) | % | 1% | ? |  |  |  | 0 | 2nd Equipment Replacement | year | 15 |  | ?
|  | Required Minimum Annual DSCR |  | 1 | ? |  |  |  |  | 2nd Replacement Cost ($ in year replaced) | $/kW | 30 |  | ?
|  | Actual Minimum DSCR, occurs in → | 0 |  | ? |  |  |  | 0 | 3rd Equipment Replacement | year | 18 |  | ?
|  | Minimum DSCR Check Cell (If "Fail," read note ==>) | Pass/Fail |  | ? |  |  |  |  | 3rd Replacement Cost ($ in year replaced) | $/kW | 0 |  | ?
|  | Required Average DSCR |  | 1.35 | ? |  |  |  | 0 | 4th Equipment Replacement | year | 19 |  | ?
|  | Actual Average DSCR |  |  | ? |  |  |  |  | 4th Replacement Cost ($ in year replaced) | $/kW | 30 |  | ?
|  | Average DSCR Check Cell (If "Fail," read note ==>) | Pass/Fail |  | ?
|  | % Equity (% hard costs) (soft costs also equity funded) | % |  | ? |  |  |  |  | Reserves Funded from Operations | Units | Input Value
| 0 | Target After-Tax Equity IRR | % | 10.12% | ? |  |  |  |  | Decommissioning Reserve
|  | Weighted Average Cost of Capital (WACC) | % |  | ? |  |  |  |  | Fund from Operations or Salvage Value? |  | Operations |  | ?
|  | Other Closing Costs | $ | 0 | ? |  |  |  |  | Reserve Requirement | $ | 0 |  | ?
|  | Summary of Sources of Funding for Total Installed Cost | [7 empty] | Initial Funding of Reserve Accounts | Units | Input Value
|  | Senior Debt (funds portion of hard costs) |  |  | ? |  |  |  |  | Debt Service Reserve
|  | Equity (funds balance of hard costs + all soft costs) |  |  | ? |  |  |  |  | # of months of Debt Service | months | 0 |  | ?
|  | Total Value of Grants |  |  | ? |  |  |  |  | Initial Debt Service Reserve | $ |  |  | ?
|  | Total Installed Cost | $ |  | ? |  |  |  |  | O&M Reserve/Working Capital
[10 empty] | # of months of O&M Expense | months | 0 |  | ?
|  | Tax | Units | Input Value | [5 empty] | Initial O&M and WC Reserve | $ |  |  | ?
|  | Is owner a taxable entity? |  | Yes | ? |  |  |  |  | Interest on All Reserves | % | 2% |  | ?
| 0 | Federal Income Tax Rate | % | 21% | ?
|  | Federal Tax Benefits used as generated or carried forward? |  | As Generated | ? |  |  |  |  | Depreciation Allocation | Input Values
| 0 | State Income Tax Rate | % | 9% | ? |  |  |  |  | Federal Bonus Depreciation | No |  |  | ?
|  | State Tax Benefits used as generated or carried forward? |  | As Generated | ? |  |  |  |  | % of Bonus Depreciation applied in Year 1 | 0% |  |  | ?
|  | Effective Income Tax Rate | % |  | ?
|  | Depreciation Allocation |  | see table ==> | ? |  |  |  |  | Allocation of Costs | 5-year MACRS | 7-year MACRS | 15-year MACRS |  |  | 20-year MACRS | 5-year SL | 15-year SL | 20-year SL | 39-year SL | Non-Depreciable
[7 empty] | 0 |  | 0% | Total Installed Cost | 94% | 0% | 1.5% |  |  | 1% | 0% | 0% | 1% | 0% | 2.5% | ?
[7 empty] | 1 |  | 100% | Generation Equipment | 96% | 0% | 2% |  |  | 0% | 0% | 0% | 2% | 0% | 0% | ?
[7 empty] | 1 |  | 100% | Balance of Plant | 50% | 0% | 0% |  |  | 0% | 0% | 50% | 0% | 0% | 0% | ?
[7 empty] | 1 |  | 100% | Interconnection | 0% | 0% | 0% |  |  | 0% | 0% | 100% | 0% | 0% | 0% | ?
[7 empty] | 1 |  | 100% | Development Costs & Fee | 80% | 0% | 0% |  |  | 0% | 0% | 5% | 5% | 0% | 10% | ?
[7 empty] | 1 |  | 100% | Reserves & Financing Costs | 0% | 0% | 0% |  |  | 0% | 0% | 0% | 50% | 0% | 50% | ?
[7 empty] | 0 |  |  | Click Here for Complex Input Worksheets | [11 empty] | ?
Hydro (PY 2024)
Performance, Cost, Operating, Tax & Financing Inputs
Check |  |  |  |  | Notes |  |  | Check |  | Technology Options |  |  |  | Notes
|  | Project Size and Performance | Units | Input Value | [5 empty] | Cost-Based Tariff Rate Structure | Units | Input Value |  |  |  | RI REG-specific additions and adjustments
|  | Generator Nameplate Capacity | kW | 500 | ? |  |  |  | 0 | Payment Duration for Cost-Based Incentive | years | 20 |  | ? |  | Category | Unit | Value
| 0 | Net Capacity Factor, Yr 1 | % | 55% | ? |  |  |  |  | % of Year-One Tariff Rate Escalated | % | 0% | 0% | ? |  | Tech | N/A | Hydro
|  | Production, Yr 1 | kWh |  | ? |  |  |  |  | Cost-Based Tariff Escalation Rate | % | 0% |  | ? |  | Ownership Structure | N/A | third-party-owned
| 0 | Annual Production Degradation | % | 0% | ?
| 0 | Project Useful Life | years | 30 | ? |  |  |  |  | Forecasted Market Value of Production; applies after Incentive Expiration |  |  |  | ? |  | Decommissioning Cost | $/kW | 37.5
[10 empty] | Select Market Value Forecast Methodology |  | Year-by-Year |  | ? | 1 | Bond Exp. for Decomm. (% of decomm. cost) | % | 2%
|  | Capital Costs | Units | Input Value |  |  |  |  | 0 | Value of energy, capacity & RECs, Yr 1 | ¢/kWh | 5 |  | ? | 0
|  | Select Cost Level of Detail |  | Intermediate | ? |  |  |  | 0 | Market Value Escalation Rate | % | 3% |  | ? | 0 | Annual Property Tax Adjustment Factor | % | 0
|  | Total Installed Cost | $/kW | 2500 | ? |  |  |  |  | Click Here for Complex Input Worksheet |  |  |  | ? | 1 | Land Lease Escalation Factor | % | 1%
|  | Generation Equipment | $ | 6089255 | ?
|  | Balance of Plant | $ | 0 | ? |  |  |  |  | Federal Incentives | Units | Input Value |  |  |  | Total State ITC, over realization period | $ | 0
|  | Interconnection | $ | 0 | ? |  |  |  |  | Select Cost-Based (ITC/Grant) or Performance-Based (PTC/REPI) |  | Cost-Based |  | ? |  | CRDG-Related O&M Expense | $/kW/yr | 0
|  | Development Costs & Fee | $ | 0 | ? |  |  |  |  | Investment Tax Credit (ITC) or Cash Grant? |  | ITC |  | ?
|  | Reserves & Financing Costs | $ |  | ? |  |  |  | 0 | ITC or Cash Grant Amount | % | 30% |  | ?
|  | Click Here for Complex Input Worksheet |  |  | ? |  |  |  | 0 | ITC utilization factor, if applicable | % | 100% |  | ? | 1
|  | Total Installed Cost | $ |  | ? |  |  |  |  | ITC or Cash Grant | $ |  |  | ?
|  | Total Installed Cost | $/kW |  | ? |  |  |  |  | Is PBI Tax-Based (PTC) or Cash-Based (REPI)? |  | Tax Credit |  | ?
|  | Total Value of Grants (excl. pmt in lieu of ITC, if applicable) | $ |  | ? |  |  |  |  | PBI Rate | ¢/kWh | 1.25 |  | ?
|  | Net Project Cost | $ |  | ? |  |  |  | 0 | PBI Duration | yrs | 10 |  | ?
|  | Net Project Cost | $/kW |  | ? |  |  |  |  | PBI Escalation Rate | % | 2% |  | ?
[9 empty] | 0 | PBI Utilization or Availability Factor, if applicable | % | 100% |  | ?
|  | Operations & Maintenance | Units | Input Value | [5 empty] | Federal Tax Benefits used as generated or carried forward? |  | As Generated |  | ?
|  | Select Cost Level of Detail |  | Intermediate | ?
|  | Fixed O&M Expense, Yr 1 | $/kW-yr | 269.5 | ? |  |  |  |  | Federal Grants (Other than Section 1603) | $ | 0 |  | ?
|  | Variable O&M Expense, Yr 1 | ¢/kWh | 0 | ? |  |  |  |  | Federal Grants Treated as Taxable Income? |  | Yes |  | ?
|  | O&M Cost Inflation, initial period | % | 0% | ?
|  | Initial Period ends last day of: | year | 10 | ? |  |  |  |  | State Incentives | Units | Input Value
|  | O&M Cost Inflation, thereafter | % | 0% | ? |  |  |  |  | Select Cost-Based (ITC) or Performance-Based (PTC/Cash Pmt) |  | Neither |  | ?
|  | Insurance, Yr 1 (% of Total Cost) | % | 3.509% | ? |  |  |  | 0 | ITC Amount | % | 0% | 1 | ?
|  | Insurance, Yr 1 ($) (Provided for reference) | $ |  | ? |  |  |  | 0 | Utilization Factor, if applicable | % | 0% |  | ?
|  | Project Management Yr 1 | $/yr | 24000 | ? |  |  |  | 1 | State ITC realization period | yrs | 0 |  | ?
|  | Property Tax or PILOT | $/kW | 5 | ? |  |  |  |  | Total State ITC, over realization period | $ | 0 |  | ?
|  | Annual Property Tax Adjustment Factor | % | 0% | ? |  |  |  |  | Is Performance-Based Incentive Tax Credit or Cash Pmt? |  | Tax Credit | 1 | ?
|  | Land Lease | $/yr | 8750 | ? |  |  |  |  | If cash, is state PBI taxable? |  | No | 1 | ?
|  | Non-O&M OpEx Escalation | % | 0% | ? |  |  |  |  | PBI Rate | ¢/kWh | 1.5 |  | ?
[5 empty] | ? |  |  |  | 0 | PBI Duration | yrs | 10 |  | ?
[10 empty] | PBI Escalation Rate | % | 2% |  | ?
|  | Construction Financing | Units | Input Value |  |  |  |  | 0 | PBI Utilization Factor, if applicable | % | 100% |  | ?
|  | Construction Period | months | 0 | ? |  |  |  |  | Benefits used as generated or carried forward? |  | As Generated | 1 | ?
|  | Interest Rate (Annual) | % | 0% | ?
|  | Interest During Construction | $ |  | ? |  |  |  |  | Total State Grants (or Rebates) | $ | 0 |  | ?
[10 empty] | State Grants Treated as Taxable Income? |  | Yes |  | ?
|  | Permanent Financing | Units | Input Value
| 0 | % Debt (% of hard costs) (mortgage-style amort.) | % | 48% | ? |  |  |  |  | Capital Expenditures During Operations: E.g. Gearbox or Blade Replacements
| 0 | Debt Term | years | 20 | ? |  |  |  | 0 | 1st Equipment Replacement | year | 10 |  | ?
| 0 | Interest Rate on Term Debt | % | 8.047% | ? |  |  |  |  | 1st Replacement Cost ($ in year replaced) | $/kW | 586 |  | ?
| 0 | Lender's Fee (% of total borrowing) | % | 1.875% | ? |  |  |  | 0 | 2nd Equipment Replacement | year | 20 |  | ?
|  | Required Minimum Annual DSCR |  | 1 | ? |  |  |  |  | 2nd Replacement Cost ($ in year replaced) | $/kW | 586 |  | ?
|  | Actual Minimum DSCR, occurs in → | 0 |  | ? |  |  |  | 1 | 3rd Equipment Replacement | year | 12 |  | ?
|  | Minimum DSCR Check Cell (If "Fail," read note ==>) | Pass/Fail |  | ? |  |  |  |  | 3rd Replacement Cost ($ in year replaced) | $/kW | 0 |  | ?
|  | Required Average DSCR |  | 1.35 | ? |  |  |  | 0 | 4th Equipment Replacement | year | 12 |  | ?
|  | Actual Average DSCR |  |  | ? |  |  |  |  | 4th Replacement Cost ($ in year replaced) | $/kW | 0 |  | ?
|  | Average DSCR Check Cell (If "Fail," read note ==>) | Pass/Fail |  | ?
|  | % Equity (% hard costs) (soft costs also equity funded) | % |  | ? |  |  |  |  | Reserves Funded from Operations | Units | Input Value
| 0 | Target After-Tax Equity IRR | % | 10.12% | ? |  |  |  |  | Decommissioning Reserve
|  | Weighted Average Cost of Capital (WACC) | % |  | ? |  |  |  |  | Fund from Operations or Salvage Value? |  | Operations |  | ?
|  | Other Closing Costs | $ | 0 | ? |  |  |  |  | Reserve Requirement | $ | 0 |  | ?
|  | Summary of Sources of Funding for Total Installed Cost | [7 empty] | Initial Funding of Reserve Accounts | Units | Input Value
|  | Senior Debt (funds portion of hard costs) |  |  | ? |  |  |  |  | Debt Service Reserve
|  | Equity (funds balance of hard costs + all soft costs) |  |  | ? |  |  |  |  | # of months of Debt Service | months | 0 |  | ?
|  | Total Value of Grants |  |  | ? |  |  |  |  | Initial Debt Service Reserve | $ |  |  | ?
|  | Total Installed Cost | $ |  | ? |  |  |  |  | O&M Reserve/Working Capital
[10 empty] | # of months of O&M Expense | months | 0 |  | ?
|  | Tax | Units | Input Value | [5 empty] | Initial O&M and WC Reserve | $ |  |  | ?
|  | Is owner a taxable entity? |  | Yes | ? |  |  |  |  | Interest on All Reserves | % | 2% |  | ?
| 0 | Federal Income Tax Rate | % | 21% | ?
|  | Federal Tax Benefits used as generated or carried forward? |  | As Generated | ? |  |  |  |  | Depreciation Allocation | Input Values
| 0 | State Income Tax Rate | % | 9% | ? |  |  |  |  | Federal Bonus Depreciation | No |  |  | ?
|  | State Tax Benefits used as generated or carried forward? |  | As Generated | ? |  |  |  |  | % of Bonus Depreciation applied in Year 1 | 0% |  |  | ?
|  | Effective Income Tax Rate | % |  | ?
|  | Depreciation Allocation |  | see table ==> | ? |  |  |  |  | Allocation of Costs | 5-year MACRS | 7-year MACRS | 15-year MACRS |  |  | 20-year MACRS | 5-year SL | 15-year SL | 20-year SL | 39-year SL | Non-Depreciable
[7 empty] | 0 |  | 0% | Total Installed Cost | 94% | 0% | 1.5% |  |  | 1% | 0% | 0% | 1% | 0% | 2.5% | ?
[7 empty] | 1 |  | 100% | Generation Equipment | 96% | 0% | 2% |  |  | 0% | 0% | 0% | 2% | 0% | 0% | ?
[7 empty] | 1 |  | 100% | Balance of Plant | 50% | 0% | 0% |  |  | 0% | 0% | 50% | 0% | 0% | 0% | ?
[7 empty] | 1 |  | 100% | Interconnection | 0% | 0% | 0% |  |  | 0% | 0% | 100% | 0% | 0% | 0% | ?
[7 empty] | 1 |  | 100% | Development Costs & Fee | 80% | 0% | 0% |  |  | 0% | 0% | 5% | 5% | 0% | 10% | ?
[7 empty] | 1 |  | 100% | Reserves & Financing Costs | 0% | 0% | 0% |  |  | 0% | 0% | 0% | 50% | 0% | 50% | ?
[7 empty] | 0 |  |  | Click Here for Complex Input Worksheets | [11 empty] | ?
For the Large Wind and Large Wind CRDG cases, use the provided inputs but take the average of the results given the following variations: (a) Federal Bonus Depreciation = "No" and % of Bonus Depreciation applied in Year 1 = "0%"; (b) Federal Bonus Depreciation = "Yes" and % of Bonus Depreciation applied in Year 1 = "20%".
For the Large Wind and Large Wind CRDG cases, use the provided inputs but take the average of the results given the following variations: (a) Federal Bonus Depreciation = "No" and % of Bonus Depreciation applied in Year 1 = "0%"; (b) Federal Bonus Depreciation = "Yes" and % of Bonus Depreciation applied in Year 1 = "20%".
Note on C5: The "Check" column evaluates whether or not values have been enterred in all required fields. Green denotes an accepted entry in a required field or a calculation for which the minimum required precedents have been satisfied. Red denotes the absence of an entry in a required field, or a calculation for which the minimum required precendents have NOT been satisfied. Please note that while the "Check" column ensures the population of all required fields, this column does NOT validate the magnitude of such entries. It is the model user's responsibility to provide inputs which accurately represent the project being modeled. In some cases, a range of typical values for a specified input are provided in that input's "Notes" cell.
Note on I5: Each cell in the "Notes" column provides a brief description of the input in the corresponding row, its application within the model, and (in some cases) the range of values that might be expected to populate that input cell. It is the model user's responsibility, however, to research and validate the applicability of, and appropriate value for, each input.
Note on M5: The "Check" column evaluates whether or not values have been enterred in all required fields. Green denotes an accepted entry in a required field or a calculation for which the minimum required precedents have been satisfied. Red denotes the absence of an entry in a required field, or a calculation for which the minimum required precendents have NOT been satisfied. Please note that while the "Check" column ensures the population of all required fields, this column does NOT validate the magnitude of such entries. It is the model user's responsibility to provide inputs which accurately represent the project being modeled. In some cases, a range of typical values for a specified input are provided in that input's "Notes" cell.
Note on S5: Each cell in the "Notes" column provides a brief description of the input in the corresponding row, its application within the model, and (in some cases) the range of values that might be expected to populate that input cell. It is the model user's responsibility, however, to research and validate the applicability of, and appropriate value for, each input.
Note on F7: See "unit" definitions at the bottom of this worksheet.
Note on P7: See "unit" definitions at the bottom of this worksheet.
Note on I8: Note: This is the aggregate nameplate rating for the entire generating facility. Input must be greater than zero.
Note on S8: Note: The FIT contract length is the number of years for which the rate specified by this model is available. This term is established by policymakers and must be less than or equal to the project's useful life. The contract duration is also different than the debt tenor (if applicable), which is specified in the Permanent Financing section below.
Note on I9: Note: Capacity Factor is the % representation of the actual production vs. the theoretical maximum annual production of an energy project. This model requires the input of a Net Capacity Factor, meaning that the estimate of actual energy production should take into account all electricity losses (including those incurred between the generating facility and the contract delivery point), scheduled and unscheduled maintenance, forced outages, wake effects, icing, and any other factors that could reduce production. Wind projects typically have a capacity factor between 25% and 40% depending on region and site-specific topography. Input must be between 0% and 100%.
Note on S9: Note: This is the portion (%) of the tariff which is subject to annual escalation. Program administrators may determine that some or all of the tariff rate should be escalated to reflect the uncertainty associated with the future cost of owning and operating an electricity generating facility. This input is separate from the inflation assumed to apply to certain O&M expenses, which is provided as an input in the O&M section below. Input must be between 0% and 100%.
Note on I10: Note: This is a calculation, based on the system size and capacity factor provided above.
Note on S10: Note: To calculate a nominal levelized tariff rate, the "feed-in tariff escalation rate" field should be set to zero. Where applied, tariff rate escalation is intended to serve as a risk mitigating tool, at least partially protecting the project investor from the uncertainty associated with the future cost of owning and operating the renewable energy facility. The escalation rate can be used to assume a year over year increase in all, or a portion, of the per unit payment provided to eligible generators. This concept is separate from inflationary adjustments to future operating cost assumptions -- which are input below. This rate is applied annually. Note that in this model, calendar years and tariff years are aligned. Caution: A value must be entered into this cell in order for the model to function properly. The input can be positive or negative (if the FIT value decreases over time), and a typical value may fall between 0% and 5%.
Note on I11: Note: The natural aging of the mechanical components of a wind turbine generator may lead to a drop in turbine availability (or efficiency), and therefore production, over time. This input allows the user to model the potential for such degradation, which may be between 0% and 2% per year. If the modeled "Net Capacity Factor" is intented to take long-term average availability into account, then the user may wish to enter 0% in the Annual Production Degradation field. Input must be => 0%.
Note on I12: Note: The Project Useful Life is the number of years that the project is expected to be fully operational, reliably delivering electricity to the grid, and generating revenue. This concept is different from the FIT Contract Length, which is administratively determined by policymakers. These two values may be the same if a FIT contract is offered for the project's entire expected useful life. This approach is likely to generate the lowest tariff rate, while successfully attracting investors to renewable energy projects. The CREST model is built for a maximum Project Useful Life of 30 years. Input must be greater than 0 and less than or equal to 30.
Note on S12: Note: If the designated "FIT Contract Length" is less than the defined "Project Useful Life", then this grouping of inputs is used to calculate the project's market-based revenue during the period from FIT contract expiration to the end of the project's life.
Note on S13: Note: Selecting "Year One" forecasts the total market value of production based on an estimate of that value in the project's first year of commercial operation and a user-defined escalation rate. Selecting "Year-by-Year" enables the user to enter unique annual values for the period after the FIT expires and before the end of the project's useful life.
Note on F14: See "unit" definitions at the bottom of this worksheet.
Note on S14: Note: This is the combined (or "bundled") market value of energy + capacity + Renewable Energy Credtis (RECs) in the same year in which the project's first enters commercial operation. This input must be greater than zero.
Note on I15: Note: This model alllows the user to input system cost at 1 of 3 levels of detail: "simple", "intermediate" or "complex." Simple offers a single input in $/kW, Intermediate offers five cost subcategories in total dollars, and Complex offers line-by-line project costing with user-defined categories and costs per line-item. Select your preferred method and use the cells below to enter your cost information. If you choose the "Complex" option, you will need to follow the link below to the "Complex Capital Costs" tab.
Note on S15: Note: When the "Year One" forecast methodology is selected, this is the user-defined escalation rate at which the market value of production is expected to change. Input must be greater than zero.
Note on I16: Note: When "Simple" is selected in the Cost Level of Detail cell, this "Total Installed Cost" row represents the total expected all-in project cost, which should include all hardware, balance of plant, interconnection, design, construction, permitting, development (including developer fee), interest during construction and financing costs. This figure should not account for any tax incentives, grants, or other cash incentives, each of which will be addressed elsewhere in the model. This figure should, however, reflect any applicable sales tax or exemptions thereof. Input must be greater than zero.
Note on S16: Note: When "Year-by-Year" market value of production forecast is selected, this link brings the user to another worksheet on which unique annual values may be entered.
Note on I17: Note: "Generation Equipment" should include hardware such as the generator, blades and tower. Caution: the model assumes that if "Intermediate" is selected as the level of detail section, the "Generation Equipment" row must have a value greater than zero.
Note on I18: Note: Balance of Plant (also known as Balance of System) represents all infrastructure, site prep and labor supporting the installation of the generation equipment. BOP costs include foundations, mounting devices, other hardware, and labor not already accounted for in the "Generation Equipment" row. Input cannot be less than zero.
Note on P18: See "unit" definitions at the bottom of this worksheet.
Note on I19: Note: The "Interconnection" row should account for all project costs relating to connecting to the grid, such as the construction of transmission lines, permitting costs with the utility, and start-up costs. This category will also include the cost of a new substation, if necessary. Regulators wishing to explore the potential that interconnection costs may be recovered from ratepayers separately can elect to enter zeros in this cost category whenever "Intermediate" or "Complex" is selected. Input cannot be less than zero.
Note on S19: Note: This drop-down input cell allows the user to specify whether federal incentives are cost-based (e.g. an investment tax credit) or performance-based (e.g. a PTC). The magnitude and terms of these incentives are set in the cells below. For more information, a useful resource for researching federal and state incentives online is: http://dsireusa.org/ *See bottom of introduction page for a list of links
Note on E20: Jason Gifford: Converted to "admin cost" for community remote DG
Note on I20: Note: The "Development Costs" row should include all costs relating to project management, studies, engineering, permitting, contingencies, success fees, and other soft costs not accounted for elsewhere in the "Intermediate" cost breakdown. Input cannot be less than zero.
Note on S20: Note: Some renewable energy projects may be eligible to take advantagee of Federal incentives such as the Investment Tax Credit or a Treasury Grant. Information on eligibility for funding opportunities such as these is available online at: http://dsireusa.org/incentives/incentive.cfm?Incentive_Code=US02F&re=1&ee=1 *See bottom of introduction page for a list of links
Note on I21: Note: The "Reserves & Financing Costs" row accounts for all costs relating to financing, such as lender fees, closing costs, legal fees, interest during construction, due diligence costs, and any other relevant, financing relating costs. The model calculates this field by aggregating G22 through G25, G51, G54, G63, G66, Q57 and Q60.
Note on S21: NOTE: The maximum potential Investment Tax Credit (ITC) benefit is assumed to be 30% of those project costs which are depreciable on the 5-year MACRS schedule. This 'eligible costs' assumption is purposefully simplified for this analysis. Project costs depreciated on other bases may also be eligible for the ITC. Developers should consult with tax counsel for project-specific depreciation and ITC treatment of each project cost.
Note on I22: Note: If you wish to enter your project costs under the "Complex" format, select Complex from the drop-down menu and use the link to the left to access additional worksheets which provide the opportunitiy to add significant, additional detail on project costs. Once complete, the model will roll up the detailed costs and populate this row with the resultant final project cost.
Note on S22: NOTE: As a tax credit, the ITC is only usable by project owners with positive federal income tax liability. In cases where the owner's tax liability in the calendar year of the project's first commercial operation exceeds the ITC amount, the user may enter 100% in this field and assume full utilization of the ITC. If the owner's tax liability is less than the available ITC, the user may either enter a % value less than 100% or select the "carried forward" method in the "Tax Benefits used as generated or carried forward?" cell. Input must be between 0% and 100%.
Note on I23: Note: The total system cost is a calculation, based on the level of detail selected and the assocated inputs.
Note on S23: Note: Calculates the dollar value of the Investment Tax Credit or Cash Grant, if applicable.
Note on I24: Note: Calculation based on the total system cost in the cell above and the system size reported. Typical costs (as of 2010) fall between $2,000/kW and $3,000/kW.
Note on S24: Note: This input cell, the "Performance Based Incentive" or "PBI" is another potential incentive available to some specific projects. The PBI would be separate from a feed-in-tariff, but acts similarly in that it is per unit of production (typically kWh) income to a project. Some examples of PBIs include the Federal Production Tax Credit (applicable to private projects with tax appetites) and the Federal Renewable Energy Production Incentive (REPI), historically available to some public projects.
Note on I25: Note: This cell calculates the total of all applicable grants, excluding the payment in lieu of the Federal ITC (also known as the ITC Cash Grant, or Cash Grant), if applicable. The ITC Cash Grant is considered separately because unlike grants issued upfront and used to offset capital costs, the ITC Cash Grant is disbursed approxiamtely 60 days after the start of commercial operations and therefore becomes an integral part of the project's financing. Where grants are treated as taxable income, this cell calculates the after-tax impact on the total cost of the project.
Note on S25: Note: This cell denotes the value of the Performance Based Incentive applicable to the project's first year of commercial operation. In some cases, this value will need to be calculated external to the model if such PBI is derived from a "base year" and specified inflation index. The following cells can be used to account for inflation and the maximum term of eligibility. Input cannot be less than zero.
Note on I26: Note: Calculation of total project cost net applicable grants.
Note on S26: Note: This is the length of time that a project would be eligible for any Performance Based Incentives outlined in the cell immediately above. For example, the Federal Renewable Energy Production Incentive and Production Tax Credit incentives are available for the first 10 years of project operation. Input cannot be less than zero.
Note on I27: Note: Calculation, based on net project cost and total installed capacity.
Note on S27: Note: Performance Based Incentives are often adjusted to account for inflation. For example, the Federal Production Tax Credit (PTC) is adjusted each year to account for changes in the GDP IPD index. This cell can be used as a proxy for the inflation that would apply to any PBI incentive entered above. This input cannot be left blank.
Note on S28: Note: In some cases, due to the nature of the requirements of some Performance Based Incentive programs, project owners are unable to maximize the full revenue stream of the incentive. For example, in the case of the Federal Production Tax Credit (PTC), the project owner may not have sufficienct tax appetite to fully utilize the tax credits. This input cell would allow the modeler to account for the owner's inability to fully utilize the PTC and/or the reduction of the PTC (a "haircut") due to the presence of subsidized (below market interest rate) financing. Incentive "availability" will likely be a factor if this cell is being used to model the cash-based Renewable Energy Production Incentive (REPI). The REPI program has historically been underfunded; available monies are allocated pro rata among eligible projects. In this case, the value entered in this cell should reflect the user's expectation of the fraction of the face value REPI payment that will be available over the applicable incentive term. Input must be between 0% to 100%.
Note on F29: See "unit" definitions at the bottom of this worksheet.
Note on S29: Note: Defines whether depreciation and PTC benefits are monetized in the period in which they are generated ("as generated" option) or whether these benefits must be delayed until the project has sufficient tax liability to use these benefits without relying on a 3rd-party investor with tax liability external to the project ("carried forward" method).
Note on I30: Note: Select either "Simple" or "Intermediate" O&M expense detail using the drop-down menu to the right.
Note on I31: Note: If "Simple" is selected in the cell above, then this input should reflect the total expected fixed cost of project operations and maintenance, in $/kW-yr. This includes the insurance, project management, property tax (or payment in lieu thereof), land lease, and royalty expenses which would have been broken out separately in the "Intermediate" case. Other labor and spare parts should also be included in this estimate. If the user has obtained O&M expense estimates from a third-party, it is critical to understand which costs have been included. If the user is not certain that all of the above-listed expenses are included in the fixed cost estimate, then the "Intermediate" approach should be used and these expenses should be entered separately. If "Intermediate" is selected, then this input should reflect the expected annual fixed O&M cost before taking into account the additional listed expenses, which are entered below. In all cases, fixed O&M would include - among others - the ongoing cost of obtaining daily, weekly or monthly production estimates based on weather and other factors. Input value must be greater than zero.
Note on S31: Note: Some renewable energy projects may be eligible for other federal grants as well, such as funding from the U.S. Department of Agriculture. This input cell can be used to capture those funding opportunities, some of which are outlined online at: http://dsireusa.org/incentives/index.cfm?state=us&re=1&EE=1 *See bottom of introduction page for a list of links Input cannot be less than zero.
Note on I32: Note: This cell provides the user with the option of accounting for O&M expenses (such as labor and spare parts) which are more easily estimated and modeled on a variable, cents per kWh basis. If "Simple" is selected above, then this cell should also take into account variable costs, such as royalties, if such annual expenses are not already accounted for in the fixed cost input above. Input cannot be less than zero.
Note on S32: Note: Select here whether federal grants (other than the section 1603 payment in lieu of the ITC/PTC) are treated as taxable income. If no, depreciation basis is reduced.
Note on I33: Note: This inflation rate applies to both fixed and variable O&M expense, insurance, and project management costs entered above, if applicable. The model allows the user to specify an inflation assumption for an "initial period" and a second inflation assumption "thereafter." These inputs can be used to account for inflation which might be fixed during an initial O&M service contract, but are unknown thereafter. The final year of the "initial period" is user-defined (e.g. final year of an O&M service contract). The purpose of this feature is also to recognize that inflationary trends may change over time, or that some projects may not expect inflation of O&M expenses for the first several years, but may expect inflation thereafter. This inflation rate does not apply to PILOT or Royalty costs. Input cannot be less than zero.
Note on I34: Note: This feature allows the user to assume that the rate at which expenses change over time is not constant. This cell provides the year in which the first inflation period ends. Input cannot be less than zero.
Note on P34: See "unit" definitions at the bottom of this worksheet.
Note on I35: Note: This cell provides the inflation rate for the remainder of the project's useful life. Input must be greater than zero.
Note on S35: Note: This drop-down input cell allows the user to specify whether state incentives are cost-based (e.g. an investment tax credit) or performance-based (e.g. a PTC or cash payment). If no state incentive is available or useable by the modeled project, the user will select "Neither." The magnitude and terms of these incentives are set in the cells below. For more information, a useful resource for researching federal and state incentives online is: http://dsireusa.org/ *See bottom of introduction page for a list of links
Note on I36: Note: Project owners, or hosts, are required to carry insurance. This input accounts for the estimated cost of insuring the modeled power generating facility. Input cannot be less than zero.
Note on S36: NOTE: The maximum potential Investment Tax Credit (ITC) benefit is assumed to be 30% of those project costs which are depreciable on the 5-year MACRS schedule.
Note on I37: Note: This cell calculates the resulting dollar value cost of insurance based on the input above and the project installed cost (net of financing costs). It is provided simply as a reference for the user.
Note on S37: NOTE: As a tax credit, the ITC is only usable by project owners with positive federal income tax liability. In cases where the owner's tax liability in the calendar year of the project's first commercial operation exceeds the ITC amount, the user may enter 100% in this field and assume full utilization of the ITC. If the owner's tax liability is less than the available ITC, a % less than 100% must be entered in order to represent a less efficient utilization of this federal tax incentive. Input must be betwee 0% and 100%.
Note on I38: Note: "Project Management" accounts for the cost of staff time related to managing the project's Power Purchase Agreements, grid integration, and periodic reporting to the system operator and policymakers. Input cannot be less than zero.
Note on S38: Note: Specifies whether the available ITC is realized in a single year or over multiple years. This input will be specified by state-specific law or regulation. A good resource on available state incentives is: http://dsireusa.org/ *See bottom of introduction page for a list of links Input must be greater than 1 and less than the Project Useful Life.
Note on I39: Note: "Property Tax or PILOT" accounts for costs associated with any local taxes incurred by the project. Many states offer tax exemptions for renewable energy systems; to check your local applicability, please visit: http://dsireusa.org/ This line can also be used to account for any PILOTs or Payment in Leiu of Taxes. Developers often negotiate a PILOT with the local community to secure a fixed, predictable payment that serves both parties appropriately. This model allows the user to input a year-one Property Tax or PILOT value along with an annual property tax adjsutment factor (see next cell down). As a result, taxes can be modeled as flat, increasing, or decreasing annually depending on the value entered in the adjustment factor cell below. Input cannot be less than zero.
Note on S39: Note: Calculates the dollar value of the State Investment Tax Credit, if applicable.
Note on I40: Note: The Annual Property Tax Adjustment Factor allows the user to specify whether the Year One tax (or PILOT) value will remain fixed and flat, will decrease (a negative percentage value entered in this cell) or increase (a positive percentage value entered in this cell) over time.
Note on S40: Note: This input cell, the "Performance Based Incentive" or "PBI" is another potential incentive available to some specific projects. The PBI would be separate from a feed-in-tariff, but acts similarly in that it is per unit of production (typically kWh) income to a project. Some examples of PBIs include the Federal Production Tax Credit (applicable to private projects with tax appetites) and the Federal Renewable Energy Production Incentive (REPI), historically available to some public projects.
Note on I41: Note: The Land Lease input represents fixed payments to the site host (and possibly other affected parties) for the use of the land on which the project is located. Variable royalty payments may be applied in addition to, or in lieu of, the land lease payment through the "Royalties" input below, if applicable. Input cannot be less than zero.
Note on S41: Note: Impacts tax treatment of PBI if owner is a taxable entity.
Note on I42: Note: The royalties input accounts for variable payments to site hosts, neighbors, partners, or other parties which may have a stake in the project and which are NOT covered by the fixed "Land Lease" payment. Fixed payments may be applied in addition to, or in lieu of, the royalty payment through the "Land Lease" input above, if applicable. Inflation is NOT applied to this input. However, if tariff escalation is selected, then the assumed royalty payment will increase over time since it is calculated as a function of revenue over time. If the modeled project's royalty payments are not the same over time, then an average annual royalty payment should be calculated externally and entered in this cell. This input cannot be less than zero.
Note on S42: Note: This cell denotes the value of the Performance Based Incentive applicable to the project's first year of commercial operation. In some cases, this value will need to be calculated external to the model if such PBI is derived from a "base year" and specified inflation index. The following cells can be used to account for inflation and the maximum term of eligibility. Input cannot be less than zero.
Note on I43: Note: This cell calculates the resulting dollar value cost of royalties paid to landowners or other stakeholders based on the input above and project revenue. It is provided simply as a reference for the user.
Note on S43: Note: This is the length of time that a project would be eligible for any Performance Based Incentives outlined in the cell immediately above. For example, the Federal Renewable Energy Production Incentive and Production Tax Credit incentives are available for the first 10 years of project operation. Input cannot be less than zero.
Note on S44: Note: Performance Based Incentives are often adjusted to account for inflation. For example, the Federal Production Tax Credit (PTC) is adjusted each year to account for changes in the GDP IPD index. This cell can be used as a proxy for the inflation that would apply to any PBI incentive entered above. This input cannot be left blank.
Note on F45: See "unit" definitions at the bottom of this worksheet.
Note on S45: Note: In some cases, due to the nature of the requirements of some Performance Based Incentive programs, project owners are unable to maximize the full revenue stream of the incentive. For example, in the case of the Federal Production Tax Credit (PTC), the project owner may not have sufficienct tax appetite to fully utilize the tax credits. This input cell would allow the modeler to account for the owner's inability to fully utilize the PTC and/or the reduction of the PTC (a "haircut") due to the presence of subsidized (below market interest rate) financing. Input must be between 0% and 100%.
Note on I46: Note: The # of months from construction start to commercial operation. This input cannot be less than zero.
Note on S46: Note: Defines whether depreciation and PTC benefits are monetized in the period in which they are generated ("as generated" option), or whether these benefits must be delayed until the project has sufficient tax liability to use these benefits without relying on a 3rd-party investor with tax liability external to the project ("carried forward" method).
Note on I47: Note: The annual interest rate on construction debt. This input cannot be less than zero.
Note on I48: Note: A calculated value showing the interest accrued during the construction period. Rather than requiring the user to define a detailed construction draw-down schedule, this calculation makes the simplifying assumption that the total project cost is spent in equal parts in each month of the construction period. IDC is calculated on total project cost, assuming that any grants are collected after construction financing is repaid at time of permanent financing. This cell is only used with the "Intermediate" and "Complex" capital cost options. The "Simple" capital cost option assumes that all project costs, including IDC, are included in the single input.
Note on S48: Note: Include here the total dollar value of any state-specific cash grants or rebates. Input cannot be less than zero.
Note on S49: Note: Select here whether state grants are treated as taxable income. If no, depreciation basis is reduced.
Note on F50: See "unit" definitions at the bottom of this worksheet.
Note on I51: Note: For ease of use and comprehension by a wide range of stakeholders, this model allows the user to define the capital structure, and relies on mortgage-style amortization of the project debt. The "% Debt" input specifies the portion of funds borrowed, as a percentage of the total "hard costs." Equity is assumed to fund the remaining hard costs PLUS all "soft costs" (e.g. transaction costs and funding of initial reserve accounts, if applicable). This input cannot be less than zero. Where maximum sustainable leverage is desired, the user must manually adjust the "% Debt" entry upward to the highest point before the DSCRs no longer "Pass." If a specific % Debt is desired, and such % is higher than the maximum sustainable debt (such that it causes the DSCR to "Fail"), then the user must define the % Debt and then manually adjust the "Target After-Tax Equity IRR" upward until the DSCRs are met. The user should take note that when leverage becomes very high (and the corresponding equity contribution low), the "Target After-Tax Equity IRR" will need to be adjusted to levels exceeding typical commercial returns in order to maintain the DSCR ratio on such high debt levels. For this reason, it is not recommended that users solve for the COE associated with a % Debt that is beyond the maximum sustainable leverage. If a project is expected to be funded either by a pool of corporate funds or back-leveraged after commercial operation, the user might elect to enter 0% in the "% Debt" cell and enter a weighted average cost of capital (WACC) in the "Target After-Tax Equity IRR" cell.
Note on I52: Note: Debt "tenor" (also casually referred to as "term"), is the number of years in the debt repayment schedule. Caution: If the project will utilize debt, this value must be greater than zero but less than or equal to the total FIT contract duration.
Note on S52: Note: In the case of wind energy projects, one of the major hardware components is the gearbox. Gearboxes are typically warrantied for several years, and a measurable percentage may be expected to fail after approximately 7 to 12 years of operation. One or more blade replacement may also be necessary, at approxiamtely year 15. These input cells allow for assumptions regarding one or more gearbox, blade or other replacements over a project's useful life. Caution: Modelers should take into account the assumed contract duration and the project's useful life when considering whether to assume equipment replacements in the latter years of this analysis. Inputs should be greater than zero and less than the Project Useful Life.
Note on I53: Note: The all-in interest rate is the financing rate provided by the bank or other debt investor. This input cannot be less than zero.
Note on S53: Note: The cost of (or even need for) a gearbox replacement is difficult to assess, given that costs are attributable to an item that would be purchased more than 10 years from commercial operation. The input placed in this cell must be in nominal dollars -- reflecting the expected cost of the equipment in the year replaced. Funds sufficient to pay for this replacement are then reserved through operations in equal amounts until the year in which the replacement occurs. Note: This model assumes that future equipment purchases, such as gearboxes or blades, will be depreciated on 5-yr MACRS basis. Input must be greater than or equal to zero.
Note on I54: Note: A one-time fee collected by the lender and calculated as a % of the total loan amount. This value is typically between 1% and 4%. This input cannot be less than zero.
Note on S54: Note: In the case of wind energy projects, one of the major hardware components is the gearbox. Gearboxes are typically warrantied for several years, and a measurable percentage may be expected to fail after approximately 7 to 12 years of operation. One or more blade replacement may also be necessary, at approxiamtely year 15. These input cells allow for assumptions regarding one or more gearbox, blade or other replacements over a project's useful life. Caution: Modelers should take into account the assumed contract duration and the project's useful life when considering whether to assume equipment replacements in the latter years of this analysis. Inputs should be greater than zero and less than the Project Useful Life.
Note on I55: Note: The annual Debt Service Coverage Ratio is calculated by dividing the sum of the annual principal and interest payment into that year's operating cash flow. Lenders will require the DSCR to demonstrate the project's ability to easily meet its annual debt service obligation. Average DSCRs over the life of the loan typically range from 1.2 to 1.5 for private, commercially financed projects, or from 1.1 to 1.3 for publicly owned, bond-financed projects - depending on the level of reserves, or other surety, provided. The annual minimum DSCR will depend on the specific terms of the loan and the probability-weighting of the production estimate, but will likely be in the range of 1.0 to 1.3. This input must be greater than 1.
Note on S55: Note: The cost of (or even need for) a gearbox replacement is difficult to assess, given that costs are attributable to an item that would be purchased more than 10 years from commercial operation. The input placed in this cell must be in nominal dollars -- reflecting the expected cost of the equipment in the year replaced. Funds sufficient to pay for this replacement are then reserved through operations in equal amounts until the year in which the replacement occurs. Note: This model assumes that future equipment purchases, such as gearboxes or blades, will be depreciated on 5-yr MACRS basis. Input must be greater than or equal to zero.
Note on I56: Note: If "#N/A" appears, F9 should be pressed until the calculated COE achieves it's final value.
Note on S56: Note: In the case of wind energy projects, one of the major hardware components is the gearbox. Gearboxes are typically warrantied for several years, and a measurable percentage may be expected to fail after approximately 7 to 12 years of operation. One or more blade replacement may also be necessary, at approxiamtely year 15. These input cells allow for assumptions regarding one or more gearbox, blade or other replacements over a project's useful life. Caution: Modelers should take into account the assumed contract duration and the project's useful life when considering whether to assume equipment replacements in the latter years of this analysis. Inputs should be greater than zero and less than the Project Useful Life.
Note on I57: Note: This cell checks that the debt service coverage ratio exceeds the user-defined minimum in each operating year (see note in DSCR cell for definition and rationale for DSCR). If the test "fails", the user must choose from one of several options in order to cure this deficiency (the extent to which these options are available will be specific to each project): 1. reduce the amount of project level debt, 2. increase the feed-in tariff rate in order to generate cash flow sufficient to meet the bank's assumed coverage requirement. In the CREST model, this is done by manually increasing the "Target After-Tax Equity IRR." Other possible, but less likely, mechanisms include: 3. increase the loan tenor 4. decrease the interest rate
Note on S57: Note: The cost of (or even need for) a gearbox replacement is difficult to assess, given that costs are attributable to an item that would be purchased more than 10 years from commercial operation. The input placed in this cell must be in nominal dollars -- reflecting the expected cost of the equipment in the year replaced. Funds sufficient to pay for this replacement are then reserved through operations in equal amounts until the year in which the replacement occurs. Note: This model assumes that future equipment purchases, such as gearboxes or blades, will be depreciated on 5-yr MACRS basis. Input must be greater than or equal to zero.
Note on I58: Note: The annual Debt Service Coverage Ratio is calculated by dividing the sum of the annual principal and interest payment into that year's operating cash flow. Lenders will require the DSCR to demonstrate the project's ability to easily meet its annual debt service obligation. Average DSCRs over the life of the loan typically range from 1.2 to 1.5 for private, commercially financed projects, or from 1.1 to 1.3 for publicly owned, bond-financed projects - depending on the level of reserves, or other surety, provided. The annual minimum DSCR will depend on the specific terms of the loan and the probability-weighting of the production estimate, but will likely be in the range of 1.0 to 1.3. This input must be greater than 1.
Note on S58: Note: In the case of wind energy projects, one of the major hardware components is the gearbox. Gearboxes are typically warrantied for several years, and a measurable percentage may be expected to fail after approximately 7 to 12 years of operation. One or more blade replacement may also be necessary, at approxiamtely year 15. These input cells allow for assumptions regarding one or more gearbox, blade or other replacements over a project's useful life. Caution: Modelers should take into account the assumed contract duration and the project's useful life when considering whether to assume equipment replacements in the latter years of this analysis. Inputs should be greater than zero and less than the Project Useful Life.
Note on I59: Note: If "#N/A" appears, F9 should be pressed until the calculated COE achieves it's final value.
Note on S59: Note: The cost of (or even need for) a gearbox replacement is difficult to assess, given that costs are attributable to an item that would be purchased more than 10 years from commercial operation. The input placed in this cell must be in nominal dollars -- reflecting the expected cost of the equipment in the year replaced. Funds sufficient to pay for this replacement are then reserved through operations in equal amounts until the year in which the replacement occurs. Note: This model assumes that future equipment purchases, such as gearboxes or blades, will be depreciated on 5-yr MACRS basis. Input must be greater than or equal to zero.
Note on I60: Note: This cell checks that the average debt service coverage ratio exceeds the user-defined minimum during the period for which debt is outstanding (see note in DSCR cell for definition and rationale for DSCR). If the test "fails", the user must choose from one of several options in order to cure this deficiency (the extent to which these options are available will be specific to each project): 1. reduce the amount of project level debt, 2. increase the feed-in tariff rate in order to generate cash flow sufficient to meet the bank's assumed coverage requirement. In the CREST model, this is done by manually increasing the "Target After-Tax Equity IRR." Other possible, but less likely, mechanisms include: 3. increase the loan tenor 4. decrease the interest rate
Note on I61: Note: The portion of total project cost funded from equity investors. This cell is a calculation and not an input. It is calculated as 100% minus the "% Debt" entered above.
Note on P61: See "unit" definitions at the bottom of this worksheet.
Note on I62: Note: The target after-tax equity IRR is the equity investor's cost of capital -- or "discount rate" -- and is the minimum rate of return that the project owner will seek to attain in order to justify the project compared to alternative investments. The user should be explicit in his or her assumption regarding the term over which the target after-tax IRR is assumed to be realized. For example, the user could elect to align the return requirement with the tariff payment duration. In this case, the project useful life should be set equal to the tariff duration in order to calculate the COE associated with the target IRR over that period of time. In a second example, the user could elect to align the return requirement with the project's useful life. In this case, the user can either assume a tariff duration equal to the project life, or assume market-based revenue for the period after the tariff and before the end of the assumed project useful life. This input cannot be less than zero. If a project is expected to be funded either by a pool of corporate funds or back-leveraged after commercial operation, the user might elect to enter 0% in the "% Debt" cell and enter a weighted average cost of capital (WACC) in the "Target After-Tax Equity IRR" cell.
Note on I63: Note: The weighted average cost of capital combines the after-tax cost of both equity and debt in proportion to their use, and is calculated here for reference.
Note on S63: Note: In order to ensure that project owners have sufficient funds to decommission and remove equipment at the end of a project's life, many owners choose to create and fund a reserve account throughout the course of project. This input cell allows the modeler to choose whether to pay for project removal by creating and funding a reserve account over the project life by selecting "Operations" or to assume that a project's removal will be funded by selling the equipment, by selecting "Salvage".
Note on I64: Note: This cell represents the costs of both equity and debt due diligence (if applicable) and other transaction costs. Input cannot be less than zero.
Note on S64: Note: This input cell allows the user to assume the creation of a reserve account. The value entered here will be accounted for in the project's cash flow, and would be funded evenly over the number of years available between the project's commercial operation and the end of its useful life. Input cannot be less than zero.
Note on P66: See "unit" definitions at the bottom of this worksheet.
Note on I67: NOTE: The "sources of funding" cells summarize the amount of capital contributed from equity, debt and grants, if applicable. The sum is the same at the project's "Total Installed Cost."
Note on I68: NOTE: The "sources of funding" cells summarize the amount of capital contributed from equity, debt and grants, if applicable. The sum is the same as the project's "Total Installed Cost."
Note on S68: Note: Lenders typically require the project owner to establish a reserve account prior to the commencement of operations to ensure that loan repayments occur in full and on time even if the project has insufficient operating cash flow in a specific period due to lower than expected production, higher costs, or both. The size of the reserve account is typically equal to 6 months of debt service obligation. Input cannot be less than zero.
Note on I69: NOTE: The "sources of funding" cells summarize the amount of capital contributed from equity, debt and grants, if applicable. The sum is the same as the project's "Total Installed Cost." As previously described, this value excludes the ITC Cash Grant, which must be financed prior to commercial operation.
Note on S69: Note: Calculated value based on the # months of required reserve and the capital structure and associated periodic debt obligation.
Note on I70: NOTE: The "sources of funding" cells summarize the amount of capital contributed from equity, debt and grants, if applicable. The sum is the same as the project's "Total Installed Cost."
Note on S71: Note: Lenders typically require the project owner to establish a reserve account prior to the commencement of operations to ensure that all O&M expenses can be met even if the project has insufficient operating cash flow in a specific period due to lower than expected production, higher costs, or both. The size of the reserve account is typically 3 to 6 months of O&M expenses, and includes all categories of O&M expenses. Input cannot be less than zero.
Note on F72: See "unit" definitions at the bottom of this worksheet.
Note on S72: Note: Calculated value based on the # months of required reserve and all annual operating expenses.
Note on I73: Note: Defines whether the project owner is a taxable or non-taxable entity. This determines the treatment of income taxes and other tax-related items.
Note on S73: Note: Unused reserves earn interest at this rate. Input cannot be less than zero.
Note on I74: Note: Defines the project's federal income tax rate, if applicable. Input cannot be less than zero.
Note on I75: Note: Defines whether depreciation and PTC benefits are monetized in the period in which they are generated ("as generated" option) or whether these benefits must be delayed until the project has sufficient tax liability to use these benefits without relying on a 3rd-party investor with tax liability external to the project ("carried forward" method).
Note on I76: Note: Defines the project's state income tax rate, if applicable. Input cannot be less than zero.
Note on S76: Note: To qualify for Bonus Depreciation the property must have a recovery period of 20 years or less (under normal federal tax depreciation rules), and the project must commence operation in the year in which bonus depreciation is in effect and under the ownership of the entity claiming the deduction. For qualifying projects, the owner is entitled to deduct 50% of the adjusted basis of the property during the tax year the property is first placed in service. The remaining 50% of the adjusted basis of the property is depreciated over the ordinary MACRS depreciation schedule. The bonus depreciation rules do not override the depreciation limit applicable to projects qualifying for the federal ITC. Before calculating depreciation for such a project, including any bonus depreciation, the adjusted basis of the project must be reduced by one-half of the amount of the ITC for which the project qualifies.
Note on I77: Note: Defines whether depreciation and PTC benefits are monetized in the period in which they are generated ("as generated" option) or whether these benefits must be delayed until the project has sufficient tax liability to use these benefits without relying on a 3rd-party investor with tax liability external to the project ("carried forward" method).
Note on P77: Jason Gifford: The Consolidated Appropriations Act, signed in December 2015, extended the "placed in service" deadline for bonus depreciation. Equipment placed in service before January 1, 2018 can qualify for 50% bonus depreciation. Equipment placed in service during 2018 can qualify for 40% bonus depreciation. And equipment placed in service during 2019 can qualify for 30% bonus depreciation.
Note on S77: Note: This input allows the user to define the bonus depreciation % applied in Year 1, if applicable. Historically, federal bonus depreciation has been 50% of the eligible cost basis (after taking into account reductions in such cost basis for the ITC, if applicable). Input cannot be less than zero.
Note on I78: Note: Takes into account the interaction between federal and state tax rates. This is a calculated value.
Note on I79: Note: Depreciation accounts for the "use" of equipment for tax purposes. The depreciation inputs are provided in the table to the right and on the Complex Capital Costs tab when this option is selected.
Note on AB80: Note: When the "Simple" capital cost option is selected, the depreciation of total project costs is divided among the classifications using this row. The depreciation options associated with other levels of cost detail will be hidden. This row must sum to 100%.
Note on AB81: Note: When the "Intermediate" capital cost option is selected, the allocation of the specified cost category across the depreciation classifications is done using this row. The depreciation options associated with other levels of cost detail will be hidden. This row must sum to 100%.
Note on AB82: Note: When the "Intermediate" capital cost option is selected, the allocation of the specified cost category across the depreciation classifications is done using this row. The depreciation options associated with other levels of cost detail will be hidden. This row must sum to 100%.
Note on AB83: Note: When the "Intermediate" capital cost option is selected, the allocation of the specified cost category across the depreciation classifications is done using this row. The depreciation options associated with other levels of cost detail will be hidden. This row must sum to 100%.
Note on AB84: Note: When the "Intermediate" capital cost option is selected, the allocation of the specified cost category across the depreciation classifications is done using this row. The depreciation options associated with other levels of cost detail will be hidden. This row must sum to 100%.
Note on AB85: Note: When the "Intermediate" capital cost option is selected, the allocation of the specified cost category across the depreciation classifications is done using this row. The depreciation options associated with other levels of cost detail will be hidden. This row must sum to 100%.
Note on AB86: Note: When the "Complex" capital cost option is selected, each line items is assigned its own depreciation classification using a drop-down menu on the Complex Capital Costs tab.
Note on C91: The "Check" column evaluates whether or not values have been enterred in all required fields. Green denotes an accepted entry in a required field or a calculation for which the minimum required precedents have been satisfied. Red denotes the absence of an entry in a required field, or a calculation for which the minimum required precendents have NOT been satisfied. Please note that while the "Check" column ensures the population of all required fields, this column does NOT validate the magnitude of such entries. It is the model user's responsibility to provide inputs which accurately represent the project being modeled. In some cases, a range of typical values for a specified input are provided in that input's "Notes" cell.
Note on I91: Each cell in the "Notes" column provides a brief description of the input in the corresponding row, its application within the model, and (in some cases) the range of values that might be expected to populate that input cell. It is the model user's responsibility, however, to research and validate the applicability of, and appropriate value for, each input.
Note on M91: The "Check" column evaluates whether or not values have been enterred in all required fields. Green denotes an accepted entry in a required field or a calculation for which the minimum required precedents have been satisfied. Red denotes the absence of an entry in a required field, or a calculation for which the minimum required precendents have NOT been satisfied. Please note that while the "Check" column ensures the population of all required fields, this column does NOT validate the magnitude of such entries. It is the model user's responsibility to provide inputs which accurately represent the project being modeled. In some cases, a range of typical values for a specified input are provided in that input's "Notes" cell.
Note on S91: Each cell in the "Notes" column provides a brief description of the input in the corresponding row, its application within the model, and (in some cases) the range of values that might be expected to populate that input cell. It is the model user's responsibility, however, to research and validate the applicability of, and appropriate value for, each input.
Note on F93: See "unit" definitions at the bottom of this worksheet.
Note on P93: See "unit" definitions at the bottom of this worksheet.
Note on I94: Note: This is the aggregate nameplate rating for the entire generating facility. Input must be greater than zero.
Note on S94: Note: The FIT contract length is the number of years for which the rate specified by this model is available. This term is established by policymakers and must be less than or equal to the project's useful life. The contract duration is also different than the debt tenor (if applicable), which is specified in the Permanent Financing section below.
Note on I95: Note: Capacity Factor is the % representation of the actual production vs. the theoretical maximum annual production of an energy project. This model requires the input of a Net Capacity Factor, meaning that the estimate of actual energy production should take into account all electricity losses (including those incurred between the generating facility and the contract delivery point), scheduled and unscheduled maintenance, forced outages, wake effects, icing, and any other factors that could reduce production. Wind projects typically have a capacity factor between 25% and 40% depending on region and site-specific topography. Input must be between 0% and 100%.
Note on S95: Note: This is the portion (%) of the tariff which is subject to annual escalation. Program administrators may determine that some or all of the tariff rate should be escalated to reflect the uncertainty associated with the future cost of owning and operating an electricity generating facility. This input is separate from the inflation assumed to apply to certain O&M expenses, which is provided as an input in the O&M section below. Input must be between 0% and 100%.
Note on I96: Note: This is a calculation, based on the system size and capacity factor provided above.
Note on S96: Note: To calculate a nominal levelized tariff rate, the "feed-in tariff escalation rate" field should be set to zero. Where applied, tariff rate escalation is intended to serve as a risk mitigating tool, at least partially protecting the project investor from the uncertainty associated with the future cost of owning and operating the renewable energy facility. The escalation rate can be used to assume a year over year increase in all, or a portion, of the per unit payment provided to eligible generators. This concept is separate from inflationary adjustments to future operating cost assumptions -- which are input below. This rate is applied annually. Note that in this model, calendar years and tariff years are aligned. Caution: A value must be entered into this cell in order for the model to function properly. The input can be positive or negative (if the FIT value decreases over time), and a typical value may fall between 0% and 5%.
Note on I97: Note: The natural aging of the mechanical components of a wind turbine generator may lead to a drop in turbine availability (or efficiency), and therefore production, over time. This input allows the user to model the potential for such degradation, which may be between 0% and 2% per year. If the modeled "Net Capacity Factor" is intented to take long-term average availability into account, then the user may wish to enter 0% in the Annual Production Degradation field. Input must be => 0%.
Note on I98: Note: The Project Useful Life is the number of years that the project is expected to be fully operational, reliably delivering electricity to the grid, and generating revenue. This concept is different from the FIT Contract Length, which is administratively determined by policymakers. These two values may be the same if a FIT contract is offered for the project's entire expected useful life. This approach is likely to generate the lowest tariff rate, while successfully attracting investors to renewable energy projects. The CREST model is built for a maximum Project Useful Life of 30 years. Input must be greater than 0 and less than or equal to 30.
Note on S98: Note: If the designated "FIT Contract Length" is less than the defined "Project Useful Life", then this grouping of inputs is used to calculate the project's market-based revenue during the period from FIT contract expiration to the end of the project's life.
Note on S99: Note: Selecting "Year One" forecasts the total market value of production based on an estimate of that value in the project's first year of commercial operation and a user-defined escalation rate. Selecting "Year-by-Year" enables the user to enter unique annual values for the period after the FIT expires and before the end of the project's useful life.
Note on F100: See "unit" definitions at the bottom of this worksheet.
Note on S100: Note: This is the combined (or "bundled") market value of energy + capacity + Renewable Energy Credtis (RECs) in the same year in which the project's first enters commercial operation. This input must be greater than zero.
Note on I101: Note: This model alllows the user to input system cost at 1 of 3 levels of detail: "simple", "intermediate" or "complex." Simple offers a single input in $/kW, Intermediate offers five cost subcategories in total dollars, and Complex offers line-by-line project costing with user-defined categories and costs per line-item. Select your preferred method and use the cells below to enter your cost information. If you choose the "Complex" option, you will need to follow the link below to the "Complex Capital Costs" tab.
Note on S101: Note: When the "Year One" forecast methodology is selected, this is the user-defined escalation rate at which the market value of production is expected to change. Input must be greater than zero.
Note on I102: Note: When "Simple" is selected in the Cost Level of Detail cell, this "Total Installed Cost" row represents the total expected all-in project cost, which should include all hardware, balance of plant, interconnection, design, construction, permitting, development (including developer fee), interest during construction and financing costs. This figure should not account for any tax incentives, grants, or other cash incentives, each of which will be addressed elsewhere in the model. This figure should, however, reflect any applicable sales tax or exemptions thereof. Input must be greater than zero.
Note on S102: Note: When "Year-by-Year" market value of production forecast is selected, this link brings the user to another worksheet on which unique annual values may be entered.
Note on I103: Note: "Generation Equipment" should include hardware such as the generator, blades and tower. Caution: the model assumes that if "Intermediate" is selected as the level of detail section, the "Generation Equipment" row must have a value greater than zero.
Note on I104: Note: Balance of Plant (also known as Balance of System) represents all infrastructure, site prep and labor supporting the installation of the generation equipment. BOP costs include foundations, mounting devices, other hardware, and labor not already accounted for in the "Generation Equipment" row. Input cannot be less than zero.
Note on P104: See "unit" definitions at the bottom of this worksheet.
Note on I105: Note: The "Interconnection" row should account for all project costs relating to connecting to the grid, such as the construction of transmission lines, permitting costs with the utility, and start-up costs. This category will also include the cost of a new substation, if necessary. Regulators wishing to explore the potential that interconnection costs may be recovered from ratepayers separately can elect to enter zeros in this cost category whenever "Intermediate" or "Complex" is selected. Input cannot be less than zero.
Note on S105: Note: This drop-down input cell allows the user to specify whether federal incentives are cost-based (e.g. an investment tax credit) or performance-based (e.g. a PTC). The magnitude and terms of these incentives are set in the cells below. For more information, a useful resource for researching federal and state incentives online is: http://dsireusa.org/ *See bottom of introduction page for a list of links
Note on E106: Jason Gifford: Converted to "admin cost" for community remote DG
Note on I106: Note: The "Development Costs" row should include all costs relating to project management, studies, engineering, permitting, contingencies, success fees, and other soft costs not accounted for elsewhere in the "Intermediate" cost breakdown. Input cannot be less than zero.
Note on S106: Note: Some renewable energy projects may be eligible to take advantagee of Federal incentives such as the Investment Tax Credit or a Treasury Grant. Information on eligibility for funding opportunities such as these is available online at: http://dsireusa.org/incentives/incentive.cfm?Incentive_Code=US02F&re=1&ee=1 *See bottom of introduction page for a list of links
Note on I107: Note: The "Reserves & Financing Costs" row accounts for all costs relating to financing, such as lender fees, closing costs, legal fees, interest during construction, due diligence costs, and any other relevant, financing relating costs. The model calculates this field by aggregating G22 through G25, G51, G54, G63, G66, Q57 and Q60.
Note on S107: NOTE: The maximum potential Investment Tax Credit (ITC) benefit is assumed to be 30% of those project costs which are depreciable on the 5-year MACRS schedule. This 'eligible costs' assumption is purposefully simplified for this analysis. Project costs depreciated on other bases may also be eligible for the ITC. Developers should consult with tax counsel for project-specific depreciation and ITC treatment of each project cost.
Note on I108: Note: If you wish to enter your project costs under the "Complex" format, select Complex from the drop-down menu and use the link to the left to access additional worksheets which provide the opportunitiy to add significant, additional detail on project costs. Once complete, the model will roll up the detailed costs and populate this row with the resultant final project cost.
Note on S108: NOTE: As a tax credit, the ITC is only usable by project owners with positive federal income tax liability. In cases where the owner's tax liability in the calendar year of the project's first commercial operation exceeds the ITC amount, the user may enter 100% in this field and assume full utilization of the ITC. If the owner's tax liability is less than the available ITC, the user may either enter a % value less than 100% or select the "carried forward" method in the "Tax Benefits used as generated or carried forward?" cell. Input must be between 0% and 100%.
Note on I109: Note: The total system cost is a calculation, based on the level of detail selected and the assocated inputs.
Note on S109: Note: Calculates the dollar value of the Investment Tax Credit or Cash Grant, if applicable.
Note on I110: Note: Calculation based on the total system cost in the cell above and the system size reported. Typical costs (as of 2010) fall between $2,000/kW and $3,000/kW.
Note on S110: Note: This input cell, the "Performance Based Incentive" or "PBI" is another potential incentive available to some specific projects. The PBI would be separate from a feed-in-tariff, but acts similarly in that it is per unit of production (typically kWh) income to a project. Some examples of PBIs include the Federal Production Tax Credit (applicable to private projects with tax appetites) and the Federal Renewable Energy Production Incentive (REPI), historically available to some public projects.
Note on I111: Note: This cell calculates the total of all applicable grants, excluding the payment in lieu of the Federal ITC (also known as the ITC Cash Grant, or Cash Grant), if applicable. The ITC Cash Grant is considered separately because unlike grants issued upfront and used to offset capital costs, the ITC Cash Grant is disbursed approxiamtely 60 days after the start of commercial operations and therefore becomes an integral part of the project's financing. Where grants are treated as taxable income, this cell calculates the after-tax impact on the total cost of the project.
Note on S111: Note: This cell denotes the value of the Performance Based Incentive applicable to the project's first year of commercial operation. In some cases, this value will need to be calculated external to the model if such PBI is derived from a "base year" and specified inflation index. The following cells can be used to account for inflation and the maximum term of eligibility. Input cannot be less than zero.
Note on I112: Note: Calculation of total project cost net applicable grants.
Note on S112: Note: This is the length of time that a project would be eligible for any Performance Based Incentives outlined in the cell immediately above. For example, the Federal Renewable Energy Production Incentive and Production Tax Credit incentives are available for the first 10 years of project operation. Input cannot be less than zero.
Note on I113: Note: Calculation, based on net project cost and total installed capacity.
Note on S113: Note: Performance Based Incentives are often adjusted to account for inflation. For example, the Federal Production Tax Credit (PTC) is adjusted each year to account for changes in the GDP IPD index. This cell can be used as a proxy for the inflation that would apply to any PBI incentive entered above. This input cannot be left blank.
Note on S114: Note: In some cases, due to the nature of the requirements of some Performance Based Incentive programs, project owners are unable to maximize the full revenue stream of the incentive. For example, in the case of the Federal Production Tax Credit (PTC), the project owner may not have sufficienct tax appetite to fully utilize the tax credits. This input cell would allow the modeler to account for the owner's inability to fully utilize the PTC and/or the reduction of the PTC (a "haircut") due to the presence of subsidized (below market interest rate) financing. Incentive "availability" will likely be a factor if this cell is being used to model the cash-based Renewable Energy Production Incentive (REPI). The REPI program has historically been underfunded; available monies are allocated pro rata among eligible projects. In this case, the value entered in this cell should reflect the user's expectation of the fraction of the face value REPI payment that will be available over the applicable incentive term. Input must be between 0% to 100%.
Note on F115: See "unit" definitions at the bottom of this worksheet.
Note on S115: Note: Defines whether depreciation and PTC benefits are monetized in the period in which they are generated ("as generated" option) or whether these benefits must be delayed until the project has sufficient tax liability to use these benefits without relying on a 3rd-party investor with tax liability external to the project ("carried forward" method).
Note on I116: Note: Select either "Simple" or "Intermediate" O&M expense detail using the drop-down menu to the right.
Note on I117: Note: If "Simple" is selected in the cell above, then this input should reflect the total expected fixed cost of project operations and maintenance, in $/kW-yr. This includes the insurance, project management, property tax (or payment in lieu thereof), land lease, and royalty expenses which would have been broken out separately in the "Intermediate" case. Other labor and spare parts should also be included in this estimate. If the user has obtained O&M expense estimates from a third-party, it is critical to understand which costs have been included. If the user is not certain that all of the above-listed expenses are included in the fixed cost estimate, then the "Intermediate" approach should be used and these expenses should be entered separately. If "Intermediate" is selected, then this input should reflect the expected annual fixed O&M cost before taking into account the additional listed expenses, which are entered below. In all cases, fixed O&M would include - among others - the ongoing cost of obtaining daily, weekly or monthly production estimates based on weather and other factors. Input value must be greater than zero.
Note on S117: Note: Some renewable energy projects may be eligible for other federal grants as well, such as funding from the U.S. Department of Agriculture. This input cell can be used to capture those funding opportunities, some of which are outlined online at: http://dsireusa.org/incentives/index.cfm?state=us&re=1&EE=1 *See bottom of introduction page for a list of links Input cannot be less than zero.
Note on I118: Note: This cell provides the user with the option of accounting for O&M expenses (such as labor and spare parts) which are more easily estimated and modeled on a variable, cents per kWh basis. If "Simple" is selected above, then this cell should also take into account variable costs, such as royalties, if such annual expenses are not already accounted for in the fixed cost input above. Input cannot be less than zero.
Note on S118: Note: Select here whether federal grants (other than the section 1603 payment in lieu of the ITC/PTC) are treated as taxable income. If no, depreciation basis is reduced.
Note on I119: Note: This inflation rate applies to both fixed and variable O&M expense, insurance, and project management costs entered above, if applicable. The model allows the user to specify an inflation assumption for an "initial period" and a second inflation assumption "thereafter." These inputs can be used to account for inflation which might be fixed during an initial O&M service contract, but are unknown thereafter. The final year of the "initial period" is user-defined (e.g. final year of an O&M service contract). The purpose of this feature is also to recognize that inflationary trends may change over time, or that some projects may not expect inflation of O&M expenses for the first several years, but may expect inflation thereafter. This inflation rate does not apply to PILOT or Royalty costs. Input cannot be less than zero.
Note on I120: Note: This feature allows the user to assume that the rate at which expenses change over time is not constant. This cell provides the year in which the first inflation period ends. Input cannot be less than zero.
Note on P120: See "unit" definitions at the bottom of this worksheet.
Note on I121: Note: This cell provides the inflation rate for the remainder of the project's useful life. Input must be greater than zero.
Note on S121: Note: This drop-down input cell allows the user to specify whether state incentives are cost-based (e.g. an investment tax credit) or performance-based (e.g. a PTC or cash payment). If no state incentive is available or useable by the modeled project, the user will select "Neither." The magnitude and terms of these incentives are set in the cells below. For more information, a useful resource for researching federal and state incentives online is: http://dsireusa.org/ *See bottom of introduction page for a list of links
Note on I122: Note: Project owners, or hosts, are required to carry insurance. This input accounts for the estimated cost of insuring the modeled power generating facility. Input cannot be less than zero.
Note on S122: NOTE: The maximum potential Investment Tax Credit (ITC) benefit is assumed to be 30% of those project costs which are depreciable on the 5-year MACRS schedule.
Note on I123: Note: This cell calculates the resulting dollar value cost of insurance based on the input above and the project installed cost (net of financing costs). It is provided simply as a reference for the user.
Note on S123: NOTE: As a tax credit, the ITC is only usable by project owners with positive federal income tax liability. In cases where the owner's tax liability in the calendar year of the project's first commercial operation exceeds the ITC amount, the user may enter 100% in this field and assume full utilization of the ITC. If the owner's tax liability is less than the available ITC, a % less than 100% must be entered in order to represent a less efficient utilization of this federal tax incentive. Input must be betwee 0% and 100%.
Note on I124: Note: "Project Management" accounts for the cost of staff time related to managing the project's Power Purchase Agreements, grid integration, and periodic reporting to the system operator and policymakers. Input cannot be less than zero.
Note on S124: Note: Specifies whether the available ITC is realized in a single year or over multiple years. This input will be specified by state-specific law or regulation. A good resource on available state incentives is: http://dsireusa.org/ *See bottom of introduction page for a list of links Input must be greater than 1 and less than the Project Useful Life.
Note on I125: Note: "Property Tax or PILOT" accounts for costs associated with any local taxes incurred by the project. Many states offer tax exemptions for renewable energy systems; to check your local applicability, please visit: http://dsireusa.org/ This line can also be used to account for any PILOTs or Payment in Leiu of Taxes. Developers often negotiate a PILOT with the local community to secure a fixed, predictable payment that serves both parties appropriately. This model allows the user to input a year-one Property Tax or PILOT value along with an annual property tax adjsutment factor (see next cell down). As a result, taxes can be modeled as flat, increasing, or decreasing annually depending on the value entered in the adjustment factor cell below. Input cannot be less than zero.
Note on S125: Note: Calculates the dollar value of the State Investment Tax Credit, if applicable.
Note on I126: Note: The Annual Property Tax Adjustment Factor allows the user to specify whether the Year One tax (or PILOT) value will remain fixed and flat, will decrease (a negative percentage value entered in this cell) or increase (a positive percentage value entered in this cell) over time.
Note on S126: Note: This input cell, the "Performance Based Incentive" or "PBI" is another potential incentive available to some specific projects. The PBI would be separate from a feed-in-tariff, but acts similarly in that it is per unit of production (typically kWh) income to a project. Some examples of PBIs include the Federal Production Tax Credit (applicable to private projects with tax appetites) and the Federal Renewable Energy Production Incentive (REPI), historically available to some public projects.
Note on I127: Note: The Land Lease input represents fixed payments to the site host (and possibly other affected parties) for the use of the land on which the project is located. Variable royalty payments may be applied in addition to, or in lieu of, the land lease payment through the "Royalties" input below, if applicable. Input cannot be less than zero.
Note on S127: Note: Impacts tax treatment of PBI if owner is a taxable entity.
Note on I128: Note: The royalties input accounts for variable payments to site hosts, neighbors, partners, or other parties which may have a stake in the project and which are NOT covered by the fixed "Land Lease" payment. Fixed payments may be applied in addition to, or in lieu of, the royalty payment through the "Land Lease" input above, if applicable. Inflation is NOT applied to this input. However, if tariff escalation is selected, then the assumed royalty payment will increase over time since it is calculated as a function of revenue over time. If the modeled project's royalty payments are not the same over time, then an average annual royalty payment should be calculated externally and entered in this cell. This input cannot be less than zero.
Note on S128: Note: This cell denotes the value of the Performance Based Incentive applicable to the project's first year of commercial operation. In some cases, this value will need to be calculated external to the model if such PBI is derived from a "base year" and specified inflation index. The following cells can be used to account for inflation and the maximum term of eligibility. Input cannot be less than zero.
Note on I129: Note: This cell calculates the resulting dollar value cost of royalties paid to landowners or other stakeholders based on the input above and project revenue. It is provided simply as a reference for the user.
Note on S129: Note: This is the length of time that a project would be eligible for any Performance Based Incentives outlined in the cell immediately above. For example, the Federal Renewable Energy Production Incentive and Production Tax Credit incentives are available for the first 10 years of project operation. Input cannot be less than zero.
Note on S130: Note: Performance Based Incentives are often adjusted to account for inflation. For example, the Federal Production Tax Credit (PTC) is adjusted each year to account for changes in the GDP IPD index. This cell can be used as a proxy for the inflation that would apply to any PBI incentive entered above. This input cannot be left blank.
Note on F131: See "unit" definitions at the bottom of this worksheet.
Note on S131: Note: In some cases, due to the nature of the requirements of some Performance Based Incentive programs, project owners are unable to maximize the full revenue stream of the incentive. For example, in the case of the Federal Production Tax Credit (PTC), the project owner may not have sufficienct tax appetite to fully utilize the tax credits. This input cell would allow the modeler to account for the owner's inability to fully utilize the PTC and/or the reduction of the PTC (a "haircut") due to the presence of subsidized (below market interest rate) financing. Input must be between 0% and 100%.
Note on I132: Note: The # of months from construction start to commercial operation. This input cannot be less than zero.
Note on S132: Note: Defines whether depreciation and PTC benefits are monetized in the period in which they are generated ("as generated" option), or whether these benefits must be delayed until the project has sufficient tax liability to use these benefits without relying on a 3rd-party investor with tax liability external to the project ("carried forward" method).
Note on I133: Note: The annual interest rate on construction debt. This input cannot be less than zero.
Note on I134: Note: A calculated value showing the interest accrued during the construction period. Rather than requiring the user to define a detailed construction draw-down schedule, this calculation makes the simplifying assumption that the total project cost is spent in equal parts in each month of the construction period. IDC is calculated on total project cost, assuming that any grants are collected after construction financing is repaid at time of permanent financing. This cell is only used with the "Intermediate" and "Complex" capital cost options. The "Simple" capital cost option assumes that all project costs, including IDC, are included in the single input.
Note on S134: Note: Include here the total dollar value of any state-specific cash grants or rebates. Input cannot be less than zero.
Note on S135: Note: Select here whether state grants are treated as taxable income. If no, depreciation basis is reduced.
Note on F136: See "unit" definitions at the bottom of this worksheet.
Note on I137: Note: For ease of use and comprehension by a wide range of stakeholders, this model allows the user to define the capital structure, and relies on mortgage-style amortization of the project debt. The "% Debt" input specifies the portion of funds borrowed, as a percentage of the total "hard costs." Equity is assumed to fund the remaining hard costs PLUS all "soft costs" (e.g. transaction costs and funding of initial reserve accounts, if applicable). This input cannot be less than zero. Where maximum sustainable leverage is desired, the user must manually adjust the "% Debt" entry upward to the highest point before the DSCRs no longer "Pass." If a specific % Debt is desired, and such % is higher than the maximum sustainable debt (such that it causes the DSCR to "Fail"), then the user must define the % Debt and then manually adjust the "Target After-Tax Equity IRR" upward until the DSCRs are met. The user should take note that when leverage becomes very high (and the corresponding equity contribution low), the "Target After-Tax Equity IRR" will need to be adjusted to levels exceeding typical commercial returns in order to maintain the DSCR ratio on such high debt levels. For this reason, it is not recommended that users solve for the COE associated with a % Debt that is beyond the maximum sustainable leverage. If a project is expected to be funded either by a pool of corporate funds or back-leveraged after commercial operation, the user might elect to enter 0% in the "% Debt" cell and enter a weighted average cost of capital (WACC) in the "Target After-Tax Equity IRR" cell.
Note on I138: Note: Debt "tenor" (also casually referred to as "term"), is the number of years in the debt repayment schedule. Caution: If the project will utilize debt, this value must be greater than zero but less than or equal to the total FIT contract duration.
Note on S138: Note: In the case of wind energy projects, one of the major hardware components is the gearbox. Gearboxes are typically warrantied for several years, and a measurable percentage may be expected to fail after approximately 7 to 12 years of operation. One or more blade replacement may also be necessary, at approxiamtely year 15. These input cells allow for assumptions regarding one or more gearbox, blade or other replacements over a project's useful life. Caution: Modelers should take into account the assumed contract duration and the project's useful life when considering whether to assume equipment replacements in the latter years of this analysis. Inputs should be greater than zero and less than the Project Useful Life.
Note on I139: Note: The all-in interest rate is the financing rate provided by the bank or other debt investor. This input cannot be less than zero.
Note on S139: Note: The cost of (or even need for) a gearbox replacement is difficult to assess, given that costs are attributable to an item that would be purchased more than 10 years from commercial operation. The input placed in this cell must be in nominal dollars -- reflecting the expected cost of the equipment in the year replaced. Funds sufficient to pay for this replacement are then reserved through operations in equal amounts until the year in which the replacement occurs. Note: This model assumes that future equipment purchases, such as gearboxes or blades, will be depreciated on 5-yr MACRS basis. Input must be greater than or equal to zero.
Note on I140: Note: A one-time fee collected by the lender and calculated as a % of the total loan amount. This value is typically between 1% and 4%. This input cannot be less than zero.
Note on S140: Note: In the case of wind energy projects, one of the major hardware components is the gearbox. Gearboxes are typically warrantied for several years, and a measurable percentage may be expected to fail after approximately 7 to 12 years of operation. One or more blade replacement may also be necessary, at approxiamtely year 15. These input cells allow for assumptions regarding one or more gearbox, blade or other replacements over a project's useful life. Caution: Modelers should take into account the assumed contract duration and the project's useful life when considering whether to assume equipment replacements in the latter years of this analysis. Inputs should be greater than zero and less than the Project Useful Life.
Note on I141: Note: The annual Debt Service Coverage Ratio is calculated by dividing the sum of the annual principal and interest payment into that year's operating cash flow. Lenders will require the DSCR to demonstrate the project's ability to easily meet its annual debt service obligation. Average DSCRs over the life of the loan typically range from 1.2 to 1.5 for private, commercially financed projects, or from 1.1 to 1.3 for publicly owned, bond-financed projects - depending on the level of reserves, or other surety, provided. The annual minimum DSCR will depend on the specific terms of the loan and the probability-weighting of the production estimate, but will likely be in the range of 1.0 to 1.3. This input must be greater than 1.
Note on S141: Note: The cost of (or even need for) a gearbox replacement is difficult to assess, given that costs are attributable to an item that would be purchased more than 10 years from commercial operation. The input placed in this cell must be in nominal dollars -- reflecting the expected cost of the equipment in the year replaced. Funds sufficient to pay for this replacement are then reserved through operations in equal amounts until the year in which the replacement occurs. Note: This model assumes that future equipment purchases, such as gearboxes or blades, will be depreciated on 5-yr MACRS basis. Input must be greater than or equal to zero.
Note on I142: Note: If "#N/A" appears, F9 should be pressed until the calculated COE achieves it's final value.
Note on S142: Note: In the case of wind energy projects, one of the major hardware components is the gearbox. Gearboxes are typically warrantied for several years, and a measurable percentage may be expected to fail after approximately 7 to 12 years of operation. One or more blade replacement may also be necessary, at approxiamtely year 15. These input cells allow for assumptions regarding one or more gearbox, blade or other replacements over a project's useful life. Caution: Modelers should take into account the assumed contract duration and the project's useful life when considering whether to assume equipment replacements in the latter years of this analysis. Inputs should be greater than zero and less than the Project Useful Life.
Note on I143: Note: This cell checks that the debt service coverage ratio exceeds the user-defined minimum in each operating year (see note in DSCR cell for definition and rationale for DSCR). If the test "fails", the user must choose from one of several options in order to cure this deficiency (the extent to which these options are available will be specific to each project): 1. reduce the amount of project level debt, 2. increase the feed-in tariff rate in order to generate cash flow sufficient to meet the bank's assumed coverage requirement. In the CREST model, this is done by manually increasing the "Target After-Tax Equity IRR." Other possible, but less likely, mechanisms include: 3. increase the loan tenor 4. decrease the interest rate
Note on S143: Note: The cost of (or even need for) a gearbox replacement is difficult to assess, given that costs are attributable to an item that would be purchased more than 10 years from commercial operation. The input placed in this cell must be in nominal dollars -- reflecting the expected cost of the equipment in the year replaced. Funds sufficient to pay for this replacement are then reserved through operations in equal amounts until the year in which the replacement occurs. Note: This model assumes that future equipment purchases, such as gearboxes or blades, will be depreciated on 5-yr MACRS basis. Input must be greater than or equal to zero.
Note on I144: Note: The annual Debt Service Coverage Ratio is calculated by dividing the sum of the annual principal and interest payment into that year's operating cash flow. Lenders will require the DSCR to demonstrate the project's ability to easily meet its annual debt service obligation. Average DSCRs over the life of the loan typically range from 1.2 to 1.5 for private, commercially financed projects, or from 1.1 to 1.3 for publicly owned, bond-financed projects - depending on the level of reserves, or other surety, provided. The annual minimum DSCR will depend on the specific terms of the loan and the probability-weighting of the production estimate, but will likely be in the range of 1.0 to 1.3. This input must be greater than 1.
Note on S144: Note: In the case of wind energy projects, one of the major hardware components is the gearbox. Gearboxes are typically warrantied for several years, and a measurable percentage may be expected to fail after approximately 7 to 12 years of operation. One or more blade replacement may also be necessary, at approxiamtely year 15. These input cells allow for assumptions regarding one or more gearbox, blade or other replacements over a project's useful life. Caution: Modelers should take into account the assumed contract duration and the project's useful life when considering whether to assume equipment replacements in the latter years of this analysis. Inputs should be greater than zero and less than the Project Useful Life.
Note on I145: Note: If "#N/A" appears, F9 should be pressed until the calculated COE achieves it's final value.
Note on S145: Note: The cost of (or even need for) a gearbox replacement is difficult to assess, given that costs are attributable to an item that would be purchased more than 10 years from commercial operation. The input placed in this cell must be in nominal dollars -- reflecting the expected cost of the equipment in the year replaced. Funds sufficient to pay for this replacement are then reserved through operations in equal amounts until the year in which the replacement occurs. Note: This model assumes that future equipment purchases, such as gearboxes or blades, will be depreciated on 5-yr MACRS basis. Input must be greater than or equal to zero.
Note on I146: Note: This cell checks that the average debt service coverage ratio exceeds the user-defined minimum during the period for which debt is outstanding (see note in DSCR cell for definition and rationale for DSCR). If the test "fails", the user must choose from one of several options in order to cure this deficiency (the extent to which these options are available will be specific to each project): 1. reduce the amount of project level debt, 2. increase the feed-in tariff rate in order to generate cash flow sufficient to meet the bank's assumed coverage requirement. In the CREST model, this is done by manually increasing the "Target After-Tax Equity IRR." Other possible, but less likely, mechanisms include: 3. increase the loan tenor 4. decrease the interest rate
Note on I147: Note: The portion of total project cost funded from equity investors. This cell is a calculation and not an input. It is calculated as 100% minus the "% Debt" entered above.
Note on P147: See "unit" definitions at the bottom of this worksheet.
Note on I148: Note: The target after-tax equity IRR is the equity investor's cost of capital -- or "discount rate" -- and is the minimum rate of return that the project owner will seek to attain in order to justify the project compared to alternative investments. The user should be explicit in his or her assumption regarding the term over which the target after-tax IRR is assumed to be realized. For example, the user could elect to align the return requirement with the tariff payment duration. In this case, the project useful life should be set equal to the tariff duration in order to calculate the COE associated with the target IRR over that period of time. In a second example, the user could elect to align the return requirement with the project's useful life. In this case, the user can either assume a tariff duration equal to the project life, or assume market-based revenue for the period after the tariff and before the end of the assumed project useful life. This input cannot be less than zero. If a project is expected to be funded either by a pool of corporate funds or back-leveraged after commercial operation, the user might elect to enter 0% in the "% Debt" cell and enter a weighted average cost of capital (WACC) in the "Target After-Tax Equity IRR" cell.
Note on I149: Note: The weighted average cost of capital combines the after-tax cost of both equity and debt in proportion to their use, and is calculated here for reference.
Note on S149: Note: In order to ensure that project owners have sufficient funds to decommission and remove equipment at the end of a project's life, many owners choose to create and fund a reserve account throughout the course of project. This input cell allows the modeler to choose whether to pay for project removal by creating and funding a reserve account over the project life by selecting "Operations" or to assume that a project's removal will be funded by selling the equipment, by selecting "Salvage".
Note on I150: Note: This cell represents the costs of both equity and debt due diligence (if applicable) and other transaction costs. Input cannot be less than zero.
Note on S150: Note: This input cell allows the user to assume the creation of a reserve account. The value entered here will be accounted for in the project's cash flow, and would be funded evenly over the number of years available between the project's commercial operation and the end of its useful life. Input cannot be less than zero.
Note on P152: See "unit" definitions at the bottom of this worksheet.
Note on I153: NOTE: The "sources of funding" cells summarize the amount of capital contributed from equity, debt and grants, if applicable. The sum is the same at the project's "Total Installed Cost."
Note on I154: NOTE: The "sources of funding" cells summarize the amount of capital contributed from equity, debt and grants, if applicable. The sum is the same as the project's "Total Installed Cost."
Note on S154: Note: Lenders typically require the project owner to establish a reserve account prior to the commencement of operations to ensure that loan repayments occur in full and on time even if the project has insufficient operating cash flow in a specific period due to lower than expected production, higher costs, or both. The size of the reserve account is typically equal to 6 months of debt service obligation. Input cannot be less than zero.
Note on I155: NOTE: The "sources of funding" cells summarize the amount of capital contributed from equity, debt and grants, if applicable. The sum is the same as the project's "Total Installed Cost." As previously described, this value excludes the ITC Cash Grant, which must be financed prior to commercial operation.
Note on S155: Note: Calculated value based on the # months of required reserve and the capital structure and associated periodic debt obligation.
Note on I156: NOTE: The "sources of funding" cells summarize the amount of capital contributed from equity, debt and grants, if applicable. The sum is the same as the project's "Total Installed Cost."
Note on S157: Note: Lenders typically require the project owner to establish a reserve account prior to the commencement of operations to ensure that all O&M expenses can be met even if the project has insufficient operating cash flow in a specific period due to lower than expected production, higher costs, or both. The size of the reserve account is typically 3 to 6 months of O&M expenses, and includes all categories of O&M expenses. Input cannot be less than zero.
Note on F158: See "unit" definitions at the bottom of this worksheet.
Note on S158: Note: Calculated value based on the # months of required reserve and all annual operating expenses.
Note on I159: Note: Defines whether the project owner is a taxable or non-taxable entity. This determines the treatment of income taxes and other tax-related items.
Note on S159: Note: Unused reserves earn interest at this rate. Input cannot be less than zero.
Note on I160: Note: Defines the project's federal income tax rate, if applicable. Input cannot be less than zero.
Note on I161: Note: Defines whether depreciation and PTC benefits are monetized in the period in which they are generated ("as generated" option) or whether these benefits must be delayed until the project has sufficient tax liability to use these benefits without relying on a 3rd-party investor with tax liability external to the project ("carried forward" method).
Note on I162: Note: Defines the project's state income tax rate, if applicable. Input cannot be less than zero.
Note on S162: Note: To qualify for Bonus Depreciation the property must have a recovery period of 20 years or less (under normal federal tax depreciation rules), and the project must commence operation in the year in which bonus depreciation is in effect and under the ownership of the entity claiming the deduction. For qualifying projects, the owner is entitled to deduct 50% of the adjusted basis of the property during the tax year the property is first placed in service. The remaining 50% of the adjusted basis of the property is depreciated over the ordinary MACRS depreciation schedule. The bonus depreciation rules do not override the depreciation limit applicable to projects qualifying for the federal ITC. Before calculating depreciation for such a project, including any bonus depreciation, the adjusted basis of the project must be reduced by one-half of the amount of the ITC for which the project qualifies.
Note on I163: Note: Defines whether depreciation and PTC benefits are monetized in the period in which they are generated ("as generated" option) or whether these benefits must be delayed until the project has sufficient tax liability to use these benefits without relying on a 3rd-party investor with tax liability external to the project ("carried forward" method).
Note on P163: Jason Gifford: The Consolidated Appropriations Act, signed in December 2015, extended the "placed in service" deadline for bonus depreciation. Equipment placed in service before January 1, 2018 can qualify for 50% bonus depreciation. Equipment placed in service during 2018 can qualify for 40% bonus depreciation. And equipment placed in service during 2019 can qualify for 30% bonus depreciation.
Note on S163: Note: This input allows the user to define the bonus depreciation % applied in Year 1, if applicable. Historically, federal bonus depreciation has been 50% of the eligible cost basis (after taking into account reductions in such cost basis for the ITC, if applicable). Input cannot be less than zero.
Note on I164: Note: Takes into account the interaction between federal and state tax rates. This is a calculated value.
Note on I165: Note: Depreciation accounts for the "use" of equipment for tax purposes. The depreciation inputs are provided in the table to the right and on the Complex Capital Costs tab when this option is selected.
Note on AB166: Note: When the "Simple" capital cost option is selected, the depreciation of total project costs is divided among the classifications using this row. The depreciation options associated with other levels of cost detail will be hidden. This row must sum to 100%.
Note on AB167: Note: When the "Intermediate" capital cost option is selected, the allocation of the specified cost category across the depreciation classifications is done using this row. The depreciation options associated with other levels of cost detail will be hidden. This row must sum to 100%.
Note on AB168: Note: When the "Intermediate" capital cost option is selected, the allocation of the specified cost category across the depreciation classifications is done using this row. The depreciation options associated with other levels of cost detail will be hidden. This row must sum to 100%.
Note on AB169: Note: When the "Intermediate" capital cost option is selected, the allocation of the specified cost category across the depreciation classifications is done using this row. The depreciation options associated with other levels of cost detail will be hidden. This row must sum to 100%.
Note on AB170: Note: When the "Intermediate" capital cost option is selected, the allocation of the specified cost category across the depreciation classifications is done using this row. The depreciation options associated with other levels of cost detail will be hidden. This row must sum to 100%.
Note on AB171: Note: When the "Intermediate" capital cost option is selected, the allocation of the specified cost category across the depreciation classifications is done using this row. The depreciation options associated with other levels of cost detail will be hidden. This row must sum to 100%.
Note on AB172: Note: When the "Complex" capital cost option is selected, each line items is assigned its own depreciation classification using a drop-down menu on the Complex Capital Costs tab.
Note on C177: The "Check" column evaluates whether or not values have been enterred in all required fields. Green denotes an accepted entry in a required field or a calculation for which the minimum required precedents have been satisfied. Red denotes the absence of an entry in a required field, or a calculation for which the minimum required precendents have NOT been satisfied. Please note that while the "Check" column ensures the population of all required fields, this column does NOT validate the magnitude of such entries. It is the model user's responsibility to provide inputs which accurately represent the project being modeled. In some cases, a range of typical values for a specified input are provided in that input's "Notes" cell.
Note on I177: Each cell in the "Notes" column provides a brief description of the input in the corresponding row, its application within the model, and (in some cases) the range of values that might be expected to populate that input cell. It is the model user's responsibility, however, to research and validate the applicability of, and appropriate value for, each input.
Note on M177: The "Check" column evaluates whether or not values have been enterred in all required fields. Green denotes an accepted entry in a required field or a calculation for which the minimum required precedents have been satisfied. Red denotes the absence of an entry in a required field, or a calculation for which the minimum required precendents have NOT been satisfied. Please note that while the "Check" column ensures the population of all required fields, this column does NOT validate the magnitude of such entries. It is the model user's responsibility to provide inputs which accurately represent the project being modeled. In some cases, a range of typical values for a specified input are provided in that input's "Notes" cell.
Note on S177: Each cell in the "Notes" column provides a brief description of the input in the corresponding row, its application within the model, and (in some cases) the range of values that might be expected to populate that input cell. It is the model user's responsibility, however, to research and validate the applicability of, and appropriate value for, each input.
Note on F179: See "unit" definitions at the bottom of this worksheet.
Note on P179: See "unit" definitions at the bottom of this worksheet.
Note on I180: Note: This is the aggregate nameplate rating for the entire generating facility. Input must be greater than zero.
Note on S180: Note: The FIT contract length is the number of years for which the rate specified by this model is available. This term is established by policymakers and must be less than or equal to the project's useful life. The contract duration is also different than the debt tenor (if applicable), which is specified in the Permanent Financing section below.
Note on I181: Note: Capacity Factor is the % representation of the actual production vs. the theoretical maximum annual production of an energy project. This model requires the input of a Net Capacity Factor, meaning that the estimate of actual energy production should take into account all electricity losses (including those incurred between the generating facility and the contract delivery point), scheduled and unscheduled maintenance, forced outages, wake effects, icing, and any other factors that could reduce production. Wind projects typically have a capacity factor between 25% and 40% depending on region and site-specific topography. Input must be between 0% and 100%.
Note on S181: Note: This is the portion (%) of the tariff which is subject to annual escalation. Program administrators may determine that some or all of the tariff rate should be escalated to reflect the uncertainty associated with the future cost of owning and operating an electricity generating facility. This input is separate from the inflation assumed to apply to certain O&M expenses, which is provided as an input in the O&M section below. Input must be between 0% and 100%.
Note on I182: Note: This is a calculation, based on the system size and capacity factor provided above.
Note on S182: Note: To calculate a nominal levelized tariff rate, the "feed-in tariff escalation rate" field should be set to zero. Where applied, tariff rate escalation is intended to serve as a risk mitigating tool, at least partially protecting the project investor from the uncertainty associated with the future cost of owning and operating the renewable energy facility. The escalation rate can be used to assume a year over year increase in all, or a portion, of the per unit payment provided to eligible generators. This concept is separate from inflationary adjustments to future operating cost assumptions -- which are input below. This rate is applied annually. Note that in this model, calendar years and tariff years are aligned. Caution: A value must be entered into this cell in order for the model to function properly. The input can be positive or negative (if the FIT value decreases over time), and a typical value may fall between 0% and 5%.
Note on I183: Note: The natural aging of the mechanical components of a wind turbine generator may lead to a drop in turbine availability (or efficiency), and therefore production, over time. This input allows the user to model the potential for such degradation, which may be between 0% and 2% per year. If the modeled "Net Capacity Factor" is intented to take long-term average availability into account, then the user may wish to enter 0% in the Annual Production Degradation field. Input must be => 0%.
Note on I184: Note: The Project Useful Life is the number of years that the project is expected to be fully operational, reliably delivering electricity to the grid, and generating revenue. This concept is different from the FIT Contract Length, which is administratively determined by policymakers. These two values may be the same if a FIT contract is offered for the project's entire expected useful life. This approach is likely to generate the lowest tariff rate, while successfully attracting investors to renewable energy projects. The CREST model is built for a maximum Project Useful Life of 30 years. Input must be greater than 0 and less than or equal to 30.
Note on S184: Note: If the designated "FIT Contract Length" is less than the defined "Project Useful Life", then this grouping of inputs is used to calculate the project's market-based revenue during the period from FIT contract expiration to the end of the project's life.
Note on S185: Note: Selecting "Year One" forecasts the total market value of production based on an estimate of that value in the project's first year of commercial operation and a user-defined escalation rate. Selecting "Year-by-Year" enables the user to enter unique annual values for the period after the FIT expires and before the end of the project's useful life.
Note on F186: See "unit" definitions at the bottom of this worksheet.
Note on S186: Note: This is the combined (or "bundled") market value of energy + capacity + Renewable Energy Credtis (RECs) in the same year in which the project's first enters commercial operation. This input must be greater than zero.
Note on I187: Note: This model alllows the user to input system cost at 1 of 3 levels of detail: "simple", "intermediate" or "complex." Simple offers a single input in $/kW, Intermediate offers five cost subcategories in total dollars, and Complex offers line-by-line project costing with user-defined categories and costs per line-item. Select your preferred method and use the cells below to enter your cost information. If you choose the "Complex" option, you will need to follow the link below to the "Complex Capital Costs" tab.
Note on S187: Note: When the "Year One" forecast methodology is selected, this is the user-defined escalation rate at which the market value of production is expected to change. Input must be greater than zero.
Note on I188: Note: When "Simple" is selected in the Cost Level of Detail cell, this "Total Installed Cost" row represents the total expected all-in project cost, which should include all hardware, balance of plant, interconnection, design, construction, permitting, development (including developer fee), interest during construction and financing costs. This figure should not account for any tax incentives, grants, or other cash incentives, each of which will be addressed elsewhere in the model. This figure should, however, reflect any applicable sales tax or exemptions thereof. Input must be greater than zero.
Note on S188: Note: When "Year-by-Year" market value of production forecast is selected, this link brings the user to another worksheet on which unique annual values may be entered.
Note on I189: Note: "Generation Equipment" should include hardware such as the generator, blades and tower. Caution: the model assumes that if "Intermediate" is selected as the level of detail section, the "Generation Equipment" row must have a value greater than zero.
Note on I190: Note: Balance of Plant (also known as Balance of System) represents all infrastructure, site prep and labor supporting the installation of the generation equipment. BOP costs include foundations, mounting devices, other hardware, and labor not already accounted for in the "Generation Equipment" row. Input cannot be less than zero.
Note on P190: See "unit" definitions at the bottom of this worksheet.
Note on I191: Note: The "Interconnection" row should account for all project costs relating to connecting to the grid, such as the construction of transmission lines, permitting costs with the utility, and start-up costs. This category will also include the cost of a new substation, if necessary. Regulators wishing to explore the potential that interconnection costs may be recovered from ratepayers separately can elect to enter zeros in this cost category whenever "Intermediate" or "Complex" is selected. Input cannot be less than zero.
Note on S191: Note: This drop-down input cell allows the user to specify whether federal incentives are cost-based (e.g. an investment tax credit) or performance-based (e.g. a PTC). The magnitude and terms of these incentives are set in the cells below. For more information, a useful resource for researching federal and state incentives online is: http://dsireusa.org/ *See bottom of introduction page for a list of links
Note on E192: Jason Gifford: Converted to "admin cost" for community remote DG
Note on I192: Note: The "Development Costs" row should include all costs relating to project management, studies, engineering, permitting, contingencies, success fees, and other soft costs not accounted for elsewhere in the "Intermediate" cost breakdown. Input cannot be less than zero.
Note on S192: Note: Some renewable energy projects may be eligible to take advantagee of Federal incentives such as the Investment Tax Credit or a Treasury Grant. Information on eligibility for funding opportunities such as these is available online at: http://dsireusa.org/incentives/incentive.cfm?Incentive_Code=US02F&re=1&ee=1 *See bottom of introduction page for a list of links
Note on I193: Note: The "Reserves & Financing Costs" row accounts for all costs relating to financing, such as lender fees, closing costs, legal fees, interest during construction, due diligence costs, and any other relevant, financing relating costs. The model calculates this field by aggregating G22 through G25, G51, G54, G63, G66, Q57 and Q60.
Note on S193: NOTE: The maximum potential Investment Tax Credit (ITC) benefit is assumed to be 30% of those project costs which are depreciable on the 5-year MACRS schedule. This 'eligible costs' assumption is purposefully simplified for this analysis. Project costs depreciated on other bases may also be eligible for the ITC. Developers should consult with tax counsel for project-specific depreciation and ITC treatment of each project cost.
Note on I194: Note: If you wish to enter your project costs under the "Complex" format, select Complex from the drop-down menu and use the link to the left to access additional worksheets which provide the opportunitiy to add significant, additional detail on project costs. Once complete, the model will roll up the detailed costs and populate this row with the resultant final project cost.
Note on S194: NOTE: As a tax credit, the ITC is only usable by project owners with positive federal income tax liability. In cases where the owner's tax liability in the calendar year of the project's first commercial operation exceeds the ITC amount, the user may enter 100% in this field and assume full utilization of the ITC. If the owner's tax liability is less than the available ITC, the user may either enter a % value less than 100% or select the "carried forward" method in the "Tax Benefits used as generated or carried forward?" cell. Input must be between 0% and 100%.
Note on I195: Note: The total system cost is a calculation, based on the level of detail selected and the assocated inputs.
Note on S195: Note: Calculates the dollar value of the Investment Tax Credit or Cash Grant, if applicable.
Note on I196: Note: Calculation based on the total system cost in the cell above and the system size reported. Typical costs (as of 2010) fall between $2,000/kW and $3,000/kW.
Note on S196: Note: This input cell, the "Performance Based Incentive" or "PBI" is another potential incentive available to some specific projects. The PBI would be separate from a feed-in-tariff, but acts similarly in that it is per unit of production (typically kWh) income to a project. Some examples of PBIs include the Federal Production Tax Credit (applicable to private projects with tax appetites) and the Federal Renewable Energy Production Incentive (REPI), historically available to some public projects.
Note on I197: Note: This cell calculates the total of all applicable grants, excluding the payment in lieu of the Federal ITC (also known as the ITC Cash Grant, or Cash Grant), if applicable. The ITC Cash Grant is considered separately because unlike grants issued upfront and used to offset capital costs, the ITC Cash Grant is disbursed approxiamtely 60 days after the start of commercial operations and therefore becomes an integral part of the project's financing. Where grants are treated as taxable income, this cell calculates the after-tax impact on the total cost of the project.
Note on S197: Note: This cell denotes the value of the Performance Based Incentive applicable to the project's first year of commercial operation. In some cases, this value will need to be calculated external to the model if such PBI is derived from a "base year" and specified inflation index. The following cells can be used to account for inflation and the maximum term of eligibility. Input cannot be less than zero.
Note on I198: Note: Calculation of total project cost net applicable grants.
Note on S198: Note: This is the length of time that a project would be eligible for any Performance Based Incentives outlined in the cell immediately above. For example, the Federal Renewable Energy Production Incentive and Production Tax Credit incentives are available for the first 10 years of project operation. Input cannot be less than zero.
Note on I199: Note: Calculation, based on net project cost and total installed capacity.
Note on S199: Note: Performance Based Incentives are often adjusted to account for inflation. For example, the Federal Production Tax Credit (PTC) is adjusted each year to account for changes in the GDP IPD index. This cell can be used as a proxy for the inflation that would apply to any PBI incentive entered above. This input cannot be left blank.
Note on S200: Note: In some cases, due to the nature of the requirements of some Performance Based Incentive programs, project owners are unable to maximize the full revenue stream of the incentive. For example, in the case of the Federal Production Tax Credit (PTC), the project owner may not have sufficienct tax appetite to fully utilize the tax credits. This input cell would allow the modeler to account for the owner's inability to fully utilize the PTC and/or the reduction of the PTC (a "haircut") due to the presence of subsidized (below market interest rate) financing. Incentive "availability" will likely be a factor if this cell is being used to model the cash-based Renewable Energy Production Incentive (REPI). The REPI program has historically been underfunded; available monies are allocated pro rata among eligible projects. In this case, the value entered in this cell should reflect the user's expectation of the fraction of the face value REPI payment that will be available over the applicable incentive term. Input must be between 0% to 100%.
Note on F201: See "unit" definitions at the bottom of this worksheet.
Note on S201: Note: Defines whether depreciation and PTC benefits are monetized in the period in which they are generated ("as generated" option) or whether these benefits must be delayed until the project has sufficient tax liability to use these benefits without relying on a 3rd-party investor with tax liability external to the project ("carried forward" method).
Note on I202: Note: Select either "Simple" or "Intermediate" O&M expense detail using the drop-down menu to the right.
Note on I203: Note: If "Simple" is selected in the cell above, then this input should reflect the total expected fixed cost of project operations and maintenance, in $/kW-yr. This includes the insurance, project management, property tax (or payment in lieu thereof), land lease, and royalty expenses which would have been broken out separately in the "Intermediate" case. Other labor and spare parts should also be included in this estimate. If the user has obtained O&M expense estimates from a third-party, it is critical to understand which costs have been included. If the user is not certain that all of the above-listed expenses are included in the fixed cost estimate, then the "Intermediate" approach should be used and these expenses should be entered separately. If "Intermediate" is selected, then this input should reflect the expected annual fixed O&M cost before taking into account the additional listed expenses, which are entered below. In all cases, fixed O&M would include - among others - the ongoing cost of obtaining daily, weekly or monthly production estimates based on weather and other factors. Input value must be greater than zero.
Note on S203: Note: Some renewable energy projects may be eligible for other federal grants as well, such as funding from the U.S. Department of Agriculture. This input cell can be used to capture those funding opportunities, some of which are outlined online at: http://dsireusa.org/incentives/index.cfm?state=us&re=1&EE=1 *See bottom of introduction page for a list of links Input cannot be less than zero.
Note on I204: Note: This cell provides the user with the option of accounting for O&M expenses (such as labor and spare parts) which are more easily estimated and modeled on a variable, cents per kWh basis. If "Simple" is selected above, then this cell should also take into account variable costs, such as royalties, if such annual expenses are not already accounted for in the fixed cost input above. Input cannot be less than zero.
Note on S204: Note: Select here whether federal grants (other than the section 1603 payment in lieu of the ITC/PTC) are treated as taxable income. If no, depreciation basis is reduced.
Note on I205: Note: This inflation rate applies to both fixed and variable O&M expense, insurance, and project management costs entered above, if applicable. The model allows the user to specify an inflation assumption for an "initial period" and a second inflation assumption "thereafter." These inputs can be used to account for inflation which might be fixed during an initial O&M service contract, but are unknown thereafter. The final year of the "initial period" is user-defined (e.g. final year of an O&M service contract). The purpose of this feature is also to recognize that inflationary trends may change over time, or that some projects may not expect inflation of O&M expenses for the first several years, but may expect inflation thereafter. This inflation rate does not apply to PILOT or Royalty costs. Input cannot be less than zero.
Note on I206: Note: This feature allows the user to assume that the rate at which expenses change over time is not constant. This cell provides the year in which the first inflation period ends. Input cannot be less than zero.
Note on P206: See "unit" definitions at the bottom of this worksheet.
Note on I207: Note: This cell provides the inflation rate for the remainder of the project's useful life. Input must be greater than zero.
Note on S207: Note: This drop-down input cell allows the user to specify whether state incentives are cost-based (e.g. an investment tax credit) or performance-based (e.g. a PTC or cash payment). If no state incentive is available or useable by the modeled project, the user will select "Neither." The magnitude and terms of these incentives are set in the cells below. For more information, a useful resource for researching federal and state incentives online is: http://dsireusa.org/ *See bottom of introduction page for a list of links
Note on I208: Note: Project owners, or hosts, are required to carry insurance. This input accounts for the estimated cost of insuring the modeled power generating facility. Input cannot be less than zero.
Note on S208: NOTE: The maximum potential Investment Tax Credit (ITC) benefit is assumed to be 30% of those project costs which are depreciable on the 5-year MACRS schedule.
Note on I209: Note: This cell calculates the resulting dollar value cost of insurance based on the input above and the project installed cost (net of financing costs). It is provided simply as a reference for the user.
Note on S209: NOTE: As a tax credit, the ITC is only usable by project owners with positive federal income tax liability. In cases where the owner's tax liability in the calendar year of the project's first commercial operation exceeds the ITC amount, the user may enter 100% in this field and assume full utilization of the ITC. If the owner's tax liability is less than the available ITC, a % less than 100% must be entered in order to represent a less efficient utilization of this federal tax incentive. Input must be betwee 0% and 100%.
Note on I210: Note: "Project Management" accounts for the cost of staff time related to managing the project's Power Purchase Agreements, grid integration, and periodic reporting to the system operator and policymakers. Input cannot be less than zero.
Note on S210: Note: Specifies whether the available ITC is realized in a single year or over multiple years. This input will be specified by state-specific law or regulation. A good resource on available state incentives is: http://dsireusa.org/ *See bottom of introduction page for a list of links Input must be greater than 1 and less than the Project Useful Life.
Note on I211: Note: "Property Tax or PILOT" accounts for costs associated with any local taxes incurred by the project. Many states offer tax exemptions for renewable energy systems; to check your local applicability, please visit: http://dsireusa.org/ This line can also be used to account for any PILOTs or Payment in Leiu of Taxes. Developers often negotiate a PILOT with the local community to secure a fixed, predictable payment that serves both parties appropriately. This model allows the user to input a year-one Property Tax or PILOT value along with an annual property tax adjsutment factor (see next cell down). As a result, taxes can be modeled as flat, increasing, or decreasing annually depending on the value entered in the adjustment factor cell below. Input cannot be less than zero.
Note on S211: Note: Calculates the dollar value of the State Investment Tax Credit, if applicable.
Note on I212: Note: The Annual Property Tax Adjustment Factor allows the user to specify whether the Year One tax (or PILOT) value will remain fixed and flat, will decrease (a negative percentage value entered in this cell) or increase (a positive percentage value entered in this cell) over time.
Note on S212: Note: This input cell, the "Performance Based Incentive" or "PBI" is another potential incentive available to some specific projects. The PBI would be separate from a feed-in-tariff, but acts similarly in that it is per unit of production (typically kWh) income to a project. Some examples of PBIs include the Federal Production Tax Credit (applicable to private projects with tax appetites) and the Federal Renewable Energy Production Incentive (REPI), historically available to some public projects.
Note on G213: [Threaded comment] Your version of Excel allows you to read this threaded comment; however, any edits to it will get removed if the file is opened in a newer version of Excel. Learn more: https://go.microsoft.com/fwlink/?linkid=870924 Comment: Unclear if this should be $28,000 (per the CREST model) or $30,753 (per the PPT).
Note on I213: Note: The Land Lease input represents fixed payments to the site host (and possibly other affected parties) for the use of the land on which the project is located. Variable royalty payments may be applied in addition to, or in lieu of, the land lease payment through the "Royalties" input below, if applicable. Input cannot be less than zero.
Note on S213: Note: Impacts tax treatment of PBI if owner is a taxable entity.
Note on I214: Note: The royalties input accounts for variable payments to site hosts, neighbors, partners, or other parties which may have a stake in the project and which are NOT covered by the fixed "Land Lease" payment. Fixed payments may be applied in addition to, or in lieu of, the royalty payment through the "Land Lease" input above, if applicable. Inflation is NOT applied to this input. However, if tariff escalation is selected, then the assumed royalty payment will increase over time since it is calculated as a function of revenue over time. If the modeled project's royalty payments are not the same over time, then an average annual royalty payment should be calculated externally and entered in this cell. This input cannot be less than zero.
Note on S214: Note: This cell denotes the value of the Performance Based Incentive applicable to the project's first year of commercial operation. In some cases, this value will need to be calculated external to the model if such PBI is derived from a "base year" and specified inflation index. The following cells can be used to account for inflation and the maximum term of eligibility. Input cannot be less than zero.
Note on I215: Note: This cell calculates the resulting dollar value cost of royalties paid to landowners or other stakeholders based on the input above and project revenue. It is provided simply as a reference for the user.
Note on S215: Note: This is the length of time that a project would be eligible for any Performance Based Incentives outlined in the cell immediately above. For example, the Federal Renewable Energy Production Incentive and Production Tax Credit incentives are available for the first 10 years of project operation. Input cannot be less than zero.
Note on S216: Note: Performance Based Incentives are often adjusted to account for inflation. For example, the Federal Production Tax Credit (PTC) is adjusted each year to account for changes in the GDP IPD index. This cell can be used as a proxy for the inflation that would apply to any PBI incentive entered above. This input cannot be left blank.
Note on F217: See "unit" definitions at the bottom of this worksheet.
Note on S217: Note: In some cases, due to the nature of the requirements of some Performance Based Incentive programs, project owners are unable to maximize the full revenue stream of the incentive. For example, in the case of the Federal Production Tax Credit (PTC), the project owner may not have sufficienct tax appetite to fully utilize the tax credits. This input cell would allow the modeler to account for the owner's inability to fully utilize the PTC and/or the reduction of the PTC (a "haircut") due to the presence of subsidized (below market interest rate) financing. Input must be between 0% and 100%.
Note on I218: Note: The # of months from construction start to commercial operation. This input cannot be less than zero.
Note on S218: Note: Defines whether depreciation and PTC benefits are monetized in the period in which they are generated ("as generated" option), or whether these benefits must be delayed until the project has sufficient tax liability to use these benefits without relying on a 3rd-party investor with tax liability external to the project ("carried forward" method).
Note on I219: Note: The annual interest rate on construction debt. This input cannot be less than zero.
Note on I220: Note: A calculated value showing the interest accrued during the construction period. Rather than requiring the user to define a detailed construction draw-down schedule, this calculation makes the simplifying assumption that the total project cost is spent in equal parts in each month of the construction period. IDC is calculated on total project cost, assuming that any grants are collected after construction financing is repaid at time of permanent financing. This cell is only used with the "Intermediate" and "Complex" capital cost options. The "Simple" capital cost option assumes that all project costs, including IDC, are included in the single input.
Note on S220: Note: Include here the total dollar value of any state-specific cash grants or rebates. Input cannot be less than zero.
Note on S221: Note: Select here whether state grants are treated as taxable income. If no, depreciation basis is reduced.
Note on F222: See "unit" definitions at the bottom of this worksheet.
Note on I223: Note: For ease of use and comprehension by a wide range of stakeholders, this model allows the user to define the capital structure, and relies on mortgage-style amortization of the project debt. The "% Debt" input specifies the portion of funds borrowed, as a percentage of the total "hard costs." Equity is assumed to fund the remaining hard costs PLUS all "soft costs" (e.g. transaction costs and funding of initial reserve accounts, if applicable). This input cannot be less than zero. Where maximum sustainable leverage is desired, the user must manually adjust the "% Debt" entry upward to the highest point before the DSCRs no longer "Pass." If a specific % Debt is desired, and such % is higher than the maximum sustainable debt (such that it causes the DSCR to "Fail"), then the user must define the % Debt and then manually adjust the "Target After-Tax Equity IRR" upward until the DSCRs are met. The user should take note that when leverage becomes very high (and the corresponding equity contribution low), the "Target After-Tax Equity IRR" will need to be adjusted to levels exceeding typical commercial returns in order to maintain the DSCR ratio on such high debt levels. For this reason, it is not recommended that users solve for the COE associated with a % Debt that is beyond the maximum sustainable leverage. If a project is expected to be funded either by a pool of corporate funds or back-leveraged after commercial operation, the user might elect to enter 0% in the "% Debt" cell and enter a weighted average cost of capital (WACC) in the "Target After-Tax Equity IRR" cell.
Note on I224: Note: Debt "tenor" (also casually referred to as "term"), is the number of years in the debt repayment schedule. Caution: If the project will utilize debt, this value must be greater than zero but less than or equal to the total FIT contract duration.
Note on S224: Note: In the case of wind energy projects, one of the major hardware components is the gearbox. Gearboxes are typically warrantied for several years, and a measurable percentage may be expected to fail after approximately 7 to 12 years of operation. One or more blade replacement may also be necessary, at approxiamtely year 15. These input cells allow for assumptions regarding one or more gearbox, blade or other replacements over a project's useful life. Caution: Modelers should take into account the assumed contract duration and the project's useful life when considering whether to assume equipment replacements in the latter years of this analysis. Inputs should be greater than zero and less than the Project Useful Life.
Note on I225: Note: The all-in interest rate is the financing rate provided by the bank or other debt investor. This input cannot be less than zero.
Note on S225: Note: The cost of (or even need for) a gearbox replacement is difficult to assess, given that costs are attributable to an item that would be purchased more than 10 years from commercial operation. The input placed in this cell must be in nominal dollars -- reflecting the expected cost of the equipment in the year replaced. Funds sufficient to pay for this replacement are then reserved through operations in equal amounts until the year in which the replacement occurs. Note: This model assumes that future equipment purchases, such as gearboxes or blades, will be depreciated on 5-yr MACRS basis. Input must be greater than or equal to zero.
Note on I226: Note: A one-time fee collected by the lender and calculated as a % of the total loan amount. This value is typically between 1% and 4%. This input cannot be less than zero.
Note on S226: Note: In the case of wind energy projects, one of the major hardware components is the gearbox. Gearboxes are typically warrantied for several years, and a measurable percentage may be expected to fail after approximately 7 to 12 years of operation. One or more blade replacement may also be necessary, at approxiamtely year 15. These input cells allow for assumptions regarding one or more gearbox, blade or other replacements over a project's useful life. Caution: Modelers should take into account the assumed contract duration and the project's useful life when considering whether to assume equipment replacements in the latter years of this analysis. Inputs should be greater than zero and less than the Project Useful Life.
Note on I227: Note: The annual Debt Service Coverage Ratio is calculated by dividing the sum of the annual principal and interest payment into that year's operating cash flow. Lenders will require the DSCR to demonstrate the project's ability to easily meet its annual debt service obligation. Average DSCRs over the life of the loan typically range from 1.2 to 1.5 for private, commercially financed projects, or from 1.1 to 1.3 for publicly owned, bond-financed projects - depending on the level of reserves, or other surety, provided. The annual minimum DSCR will depend on the specific terms of the loan and the probability-weighting of the production estimate, but will likely be in the range of 1.0 to 1.3. This input must be greater than 1.
Note on S227: Note: The cost of (or even need for) a gearbox replacement is difficult to assess, given that costs are attributable to an item that would be purchased more than 10 years from commercial operation. The input placed in this cell must be in nominal dollars -- reflecting the expected cost of the equipment in the year replaced. Funds sufficient to pay for this replacement are then reserved through operations in equal amounts until the year in which the replacement occurs. Note: This model assumes that future equipment purchases, such as gearboxes or blades, will be depreciated on 5-yr MACRS basis. Input must be greater than or equal to zero.
Note on I228: Note: If "#N/A" appears, F9 should be pressed until the calculated COE achieves it's final value.
Note on S228: Note: In the case of wind energy projects, one of the major hardware components is the gearbox. Gearboxes are typically warrantied for several years, and a measurable percentage may be expected to fail after approximately 7 to 12 years of operation. One or more blade replacement may also be necessary, at approxiamtely year 15. These input cells allow for assumptions regarding one or more gearbox, blade or other replacements over a project's useful life. Caution: Modelers should take into account the assumed contract duration and the project's useful life when considering whether to assume equipment replacements in the latter years of this analysis. Inputs should be greater than zero and less than the Project Useful Life.
Note on I229: Note: This cell checks that the debt service coverage ratio exceeds the user-defined minimum in each operating year (see note in DSCR cell for definition and rationale for DSCR). If the test "fails", the user must choose from one of several options in order to cure this deficiency (the extent to which these options are available will be specific to each project): 1. reduce the amount of project level debt, 2. increase the feed-in tariff rate in order to generate cash flow sufficient to meet the bank's assumed coverage requirement. In the CREST model, this is done by manually increasing the "Target After-Tax Equity IRR." Other possible, but less likely, mechanisms include: 3. increase the loan tenor 4. decrease the interest rate
Note on S229: Note: The cost of (or even need for) a gearbox replacement is difficult to assess, given that costs are attributable to an item that would be purchased more than 10 years from commercial operation. The input placed in this cell must be in nominal dollars -- reflecting the expected cost of the equipment in the year replaced. Funds sufficient to pay for this replacement are then reserved through operations in equal amounts until the year in which the replacement occurs. Note: This model assumes that future equipment purchases, such as gearboxes or blades, will be depreciated on 5-yr MACRS basis. Input must be greater than or equal to zero.
Note on I230: Note: The annual Debt Service Coverage Ratio is calculated by dividing the sum of the annual principal and interest payment into that year's operating cash flow. Lenders will require the DSCR to demonstrate the project's ability to easily meet its annual debt service obligation. Average DSCRs over the life of the loan typically range from 1.2 to 1.5 for private, commercially financed projects, or from 1.1 to 1.3 for publicly owned, bond-financed projects - depending on the level of reserves, or other surety, provided. The annual minimum DSCR will depend on the specific terms of the loan and the probability-weighting of the production estimate, but will likely be in the range of 1.0 to 1.3. This input must be greater than 1.
Note on S230: Note: In the case of wind energy projects, one of the major hardware components is the gearbox. Gearboxes are typically warrantied for several years, and a measurable percentage may be expected to fail after approximately 7 to 12 years of operation. One or more blade replacement may also be necessary, at approxiamtely year 15. These input cells allow for assumptions regarding one or more gearbox, blade or other replacements over a project's useful life. Caution: Modelers should take into account the assumed contract duration and the project's useful life when considering whether to assume equipment replacements in the latter years of this analysis. Inputs should be greater than zero and less than the Project Useful Life.
Note on I231: Note: If "#N/A" appears, F9 should be pressed until the calculated COE achieves it's final value.
Note on S231: Note: The cost of (or even need for) a gearbox replacement is difficult to assess, given that costs are attributable to an item that would be purchased more than 10 years from commercial operation. The input placed in this cell must be in nominal dollars -- reflecting the expected cost of the equipment in the year replaced. Funds sufficient to pay for this replacement are then reserved through operations in equal amounts until the year in which the replacement occurs. Note: This model assumes that future equipment purchases, such as gearboxes or blades, will be depreciated on 5-yr MACRS basis. Input must be greater than or equal to zero.
Note on I232: Note: This cell checks that the average debt service coverage ratio exceeds the user-defined minimum during the period for which debt is outstanding (see note in DSCR cell for definition and rationale for DSCR). If the test "fails", the user must choose from one of several options in order to cure this deficiency (the extent to which these options are available will be specific to each project): 1. reduce the amount of project level debt, 2. increase the feed-in tariff rate in order to generate cash flow sufficient to meet the bank's assumed coverage requirement. In the CREST model, this is done by manually increasing the "Target After-Tax Equity IRR." Other possible, but less likely, mechanisms include: 3. increase the loan tenor 4. decrease the interest rate
Note on I233: Note: The portion of total project cost funded from equity investors. This cell is a calculation and not an input. It is calculated as 100% minus the "% Debt" entered above.
Note on P233: See "unit" definitions at the bottom of this worksheet.
Note on I234: Note: The target after-tax equity IRR is the equity investor's cost of capital -- or "discount rate" -- and is the minimum rate of return that the project owner will seek to attain in order to justify the project compared to alternative investments. The user should be explicit in his or her assumption regarding the term over which the target after-tax IRR is assumed to be realized. For example, the user could elect to align the return requirement with the tariff payment duration. In this case, the project useful life should be set equal to the tariff duration in order to calculate the COE associated with the target IRR over that period of time. In a second example, the user could elect to align the return requirement with the project's useful life. In this case, the user can either assume a tariff duration equal to the project life, or assume market-based revenue for the period after the tariff and before the end of the assumed project useful life. This input cannot be less than zero. If a project is expected to be funded either by a pool of corporate funds or back-leveraged after commercial operation, the user might elect to enter 0% in the "% Debt" cell and enter a weighted average cost of capital (WACC) in the "Target After-Tax Equity IRR" cell.
Note on I235: Note: The weighted average cost of capital combines the after-tax cost of both equity and debt in proportion to their use, and is calculated here for reference.
Note on S235: Note: In order to ensure that project owners have sufficient funds to decommission and remove equipment at the end of a project's life, many owners choose to create and fund a reserve account throughout the course of project. This input cell allows the modeler to choose whether to pay for project removal by creating and funding a reserve account over the project life by selecting "Operations" or to assume that a project's removal will be funded by selling the equipment, by selecting "Salvage".
Note on I236: Note: This cell represents the costs of both equity and debt due diligence (if applicable) and other transaction costs. Input cannot be less than zero.
Note on S236: Note: This input cell allows the user to assume the creation of a reserve account. The value entered here will be accounted for in the project's cash flow, and would be funded evenly over the number of years available between the project's commercial operation and the end of its useful life. Input cannot be less than zero.
Note on P238: See "unit" definitions at the bottom of this worksheet.
Note on I239: NOTE: The "sources of funding" cells summarize the amount of capital contributed from equity, debt and grants, if applicable. The sum is the same at the project's "Total Installed Cost."
Note on I240: NOTE: The "sources of funding" cells summarize the amount of capital contributed from equity, debt and grants, if applicable. The sum is the same as the project's "Total Installed Cost."
Note on S240: Note: Lenders typically require the project owner to establish a reserve account prior to the commencement of operations to ensure that loan repayments occur in full and on time even if the project has insufficient operating cash flow in a specific period due to lower than expected production, higher costs, or both. The size of the reserve account is typically equal to 6 months of debt service obligation. Input cannot be less than zero.
Note on I241: NOTE: The "sources of funding" cells summarize the amount of capital contributed from equity, debt and grants, if applicable. The sum is the same as the project's "Total Installed Cost." As previously described, this value excludes the ITC Cash Grant, which must be financed prior to commercial operation.
Note on S241: Note: Calculated value based on the # months of required reserve and the capital structure and associated periodic debt obligation.
Note on I242: NOTE: The "sources of funding" cells summarize the amount of capital contributed from equity, debt and grants, if applicable. The sum is the same as the project's "Total Installed Cost."
Note on S243: Note: Lenders typically require the project owner to establish a reserve account prior to the commencement of operations to ensure that all O&M expenses can be met even if the project has insufficient operating cash flow in a specific period due to lower than expected production, higher costs, or both. The size of the reserve account is typically 3 to 6 months of O&M expenses, and includes all categories of O&M expenses. Input cannot be less than zero.
Note on F244: See "unit" definitions at the bottom of this worksheet.
Note on S244: Note: Calculated value based on the # months of required reserve and all annual operating expenses.
Note on I245: Note: Defines whether the project owner is a taxable or non-taxable entity. This determines the treatment of income taxes and other tax-related items.
Note on S245: Note: Unused reserves earn interest at this rate. Input cannot be less than zero.
Note on I246: Note: Defines the project's federal income tax rate, if applicable. Input cannot be less than zero.
Note on I247: Note: Defines whether depreciation and PTC benefits are monetized in the period in which they are generated ("as generated" option) or whether these benefits must be delayed until the project has sufficient tax liability to use these benefits without relying on a 3rd-party investor with tax liability external to the project ("carried forward" method).
Note on I248: Note: Defines the project's state income tax rate, if applicable. Input cannot be less than zero.
Note on S248: Note: To qualify for Bonus Depreciation the property must have a recovery period of 20 years or less (under normal federal tax depreciation rules), and the project must commence operation in the year in which bonus depreciation is in effect and under the ownership of the entity claiming the deduction. For qualifying projects, the owner is entitled to deduct 50% of the adjusted basis of the property during the tax year the property is first placed in service. The remaining 50% of the adjusted basis of the property is depreciated over the ordinary MACRS depreciation schedule. The bonus depreciation rules do not override the depreciation limit applicable to projects qualifying for the federal ITC. Before calculating depreciation for such a project, including any bonus depreciation, the adjusted basis of the project must be reduced by one-half of the amount of the ITC for which the project qualifies.
Note on I249: Note: Defines whether depreciation and PTC benefits are monetized in the period in which they are generated ("as generated" option) or whether these benefits must be delayed until the project has sufficient tax liability to use these benefits without relying on a 3rd-party investor with tax liability external to the project ("carried forward" method).
Note on P249: Jason Gifford: The Consolidated Appropriations Act, signed in December 2015, extended the "placed in service" deadline for bonus depreciation. Equipment placed in service before January 1, 2018 can qualify for 50% bonus depreciation. Equipment placed in service during 2018 can qualify for 40% bonus depreciation. And equipment placed in service during 2019 can qualify for 30% bonus depreciation.
Note on S249: Note: This input allows the user to define the bonus depreciation % applied in Year 1, if applicable. Historically, federal bonus depreciation has been 50% of the eligible cost basis (after taking into account reductions in such cost basis for the ITC, if applicable). Input cannot be less than zero.
Note on I250: Note: Takes into account the interaction between federal and state tax rates. This is a calculated value.
Note on I251: Note: Depreciation accounts for the "use" of equipment for tax purposes. The depreciation inputs are provided in the table to the right and on the Complex Capital Costs tab when this option is selected.
Note on AB252: Note: When the "Simple" capital cost option is selected, the depreciation of total project costs is divided among the classifications using this row. The depreciation options associated with other levels of cost detail will be hidden. This row must sum to 100%.
Note on AB253: Note: When the "Intermediate" capital cost option is selected, the allocation of the specified cost category across the depreciation classifications is done using this row. The depreciation options associated with other levels of cost detail will be hidden. This row must sum to 100%.
Note on AB254: Note: When the "Intermediate" capital cost option is selected, the allocation of the specified cost category across the depreciation classifications is done using this row. The depreciation options associated with other levels of cost detail will be hidden. This row must sum to 100%.
Note on AB255: Note: When the "Intermediate" capital cost option is selected, the allocation of the specified cost category across the depreciation classifications is done using this row. The depreciation options associated with other levels of cost detail will be hidden. This row must sum to 100%.
Note on AB256: Note: When the "Intermediate" capital cost option is selected, the allocation of the specified cost category across the depreciation classifications is done using this row. The depreciation options associated with other levels of cost detail will be hidden. This row must sum to 100%.
Note on AB257: Note: When the "Intermediate" capital cost option is selected, the allocation of the specified cost category across the depreciation classifications is done using this row. The depreciation options associated with other levels of cost detail will be hidden. This row must sum to 100%.
Note on AB258: Note: When the "Complex" capital cost option is selected, each line items is assigned its own depreciation classification using a drop-down menu on the Complex Capital Costs tab.
Note on C263: The "Check" column evaluates whether or not values have been enterred in all required fields. Green denotes an accepted entry in a required field or a calculation for which the minimum required precedents have been satisfied. Red denotes the absence of an entry in a required field, or a calculation for which the minimum required precendents have NOT been satisfied. Please note that while the "Check" column ensures the population of all required fields, this column does NOT validate the magnitude of such entries. It is the model user's responsibility to provide inputs which accurately represent the project being modeled. In some cases, a range of typical values for a specified input are provided in that input's "Notes" cell.
Note on I263: Each cell in the "Notes" column provides a brief description of the input in the corresponding row, its application within the model, and (in some cases) the range of values that might be expected to populate that input cell. It is the model user's responsibility, however, to research and validate the applicability of, and appropriate value for, each input.
Note on M263: The "Check" column evaluates whether or not values have been enterred in all required fields. Green denotes an accepted entry in a required field or a calculation for which the minimum required precedents have been satisfied. Red denotes the absence of an entry in a required field, or a calculation for which the minimum required precendents have NOT been satisfied. Please note that while the "Check" column ensures the population of all required fields, this column does NOT validate the magnitude of such entries. It is the model user's responsibility to provide inputs which accurately represent the project being modeled. In some cases, a range of typical values for a specified input are provided in that input's "Notes" cell.
Note on S263: Each cell in the "Notes" column provides a brief description of the input in the corresponding row, its application within the model, and (in some cases) the range of values that might be expected to populate that input cell. It is the model user's responsibility, however, to research and validate the applicability of, and appropriate value for, each input.
Note on F265: See "unit" definitions at the bottom of this worksheet.
Note on P265: See "unit" definitions at the bottom of this worksheet.
Note on I266: Note: This is the aggregate nameplate rating for the entire generating facility. Input must be greater than zero.
Note on S266: Note: The FIT contract length is the number of years for which the rate specified by this model is available. This term is established by policymakers and must be less than or equal to the project's useful life. The contract duration is also different than the debt tenor (if applicable), which is specified in the Permanent Financing section below.
Note on I267: Note: Capacity Factor is the % representation of the actual production vs. the theoretical maximum annual production of an energy project. This model requires the input of a Net Capacity Factor, meaning that the estimate of actual energy production should take into account all electricity losses (including those incurred between the generating facility and the contract delivery point), scheduled and unscheduled maintenance, forced outages, wake effects, icing, and any other factors that could reduce production. Wind projects typically have a capacity factor between 25% and 40% depending on region and site-specific topography. Input must be between 0% and 100%.
Note on S267: Note: This is the portion (%) of the tariff which is subject to annual escalation. Program administrators may determine that some or all of the tariff rate should be escalated to reflect the uncertainty associated with the future cost of owning and operating an electricity generating facility. This input is separate from the inflation assumed to apply to certain O&M expenses, which is provided as an input in the O&M section below. Input must be between 0% and 100%.
Note on I268: Note: This is a calculation, based on the system size and capacity factor provided above.
Note on S268: Note: To calculate a nominal levelized tariff rate, the "feed-in tariff escalation rate" field should be set to zero. Where applied, tariff rate escalation is intended to serve as a risk mitigating tool, at least partially protecting the project investor from the uncertainty associated with the future cost of owning and operating the renewable energy facility. The escalation rate can be used to assume a year over year increase in all, or a portion, of the per unit payment provided to eligible generators. This concept is separate from inflationary adjustments to future operating cost assumptions -- which are input below. This rate is applied annually. Note that in this model, calendar years and tariff years are aligned. Caution: A value must be entered into this cell in order for the model to function properly. The input can be positive or negative (if the FIT value decreases over time), and a typical value may fall between 0% and 5%.
Note on I269: Note: The natural aging of the mechanical components of a wind turbine generator may lead to a drop in turbine availability (or efficiency), and therefore production, over time. This input allows the user to model the potential for such degradation, which may be between 0% and 2% per year. If the modeled "Net Capacity Factor" is intented to take long-term average availability into account, then the user may wish to enter 0% in the Annual Production Degradation field. Input must be => 0%.
Note on I270: Note: The Project Useful Life is the number of years that the project is expected to be fully operational, reliably delivering electricity to the grid, and generating revenue. This concept is different from the FIT Contract Length, which is administratively determined by policymakers. These two values may be the same if a FIT contract is offered for the project's entire expected useful life. This approach is likely to generate the lowest tariff rate, while successfully attracting investors to renewable energy projects. The CREST model is built for a maximum Project Useful Life of 30 years. Input must be greater than 0 and less than or equal to 30.
Note on S270: Note: If the designated "FIT Contract Length" is less than the defined "Project Useful Life", then this grouping of inputs is used to calculate the project's market-based revenue during the period from FIT contract expiration to the end of the project's life.
Note on S271: Note: Selecting "Year One" forecasts the total market value of production based on an estimate of that value in the project's first year of commercial operation and a user-defined escalation rate. Selecting "Year-by-Year" enables the user to enter unique annual values for the period after the FIT expires and before the end of the project's useful life.
Note on F272: See "unit" definitions at the bottom of this worksheet.
Note on S272: Note: This is the combined (or "bundled") market value of energy + capacity + Renewable Energy Credtis (RECs) in the same year in which the project's first enters commercial operation. This input must be greater than zero.
Note on I273: Note: This model alllows the user to input system cost at 1 of 3 levels of detail: "simple", "intermediate" or "complex." Simple offers a single input in $/kW, Intermediate offers five cost subcategories in total dollars, and Complex offers line-by-line project costing with user-defined categories and costs per line-item. Select your preferred method and use the cells below to enter your cost information. If you choose the "Complex" option, you will need to follow the link below to the "Complex Capital Costs" tab.
Note on S273: Note: When the "Year One" forecast methodology is selected, this is the user-defined escalation rate at which the market value of production is expected to change. Input must be greater than zero.
Note on I274: Note: When "Simple" is selected in the Cost Level of Detail cell, this "Total Installed Cost" row represents the total expected all-in project cost, which should include all hardware, balance of plant, interconnection, design, construction, permitting, development (including developer fee), interest during construction and financing costs. This figure should not account for any tax incentives, grants, or other cash incentives, each of which will be addressed elsewhere in the model. This figure should, however, reflect any applicable sales tax or exemptions thereof. Input must be greater than zero.
Note on S274: Note: When "Year-by-Year" market value of production forecast is selected, this link brings the user to another worksheet on which unique annual values may be entered.
Note on I275: Note: "Generation Equipment" should include hardware such as the generator, blades and tower. Caution: the model assumes that if "Intermediate" is selected as the level of detail section, the "Generation Equipment" row must have a value greater than zero.
Note on I276: Note: Balance of Plant (also known as Balance of System) represents all infrastructure, site prep and labor supporting the installation of the generation equipment. BOP costs include foundations, mounting devices, other hardware, and labor not already accounted for in the "Generation Equipment" row. Input cannot be less than zero.
Note on P276: See "unit" definitions at the bottom of this worksheet.
Note on I277: Note: The "Interconnection" row should account for all project costs relating to connecting to the grid, such as the construction of transmission lines, permitting costs with the utility, and start-up costs. This category will also include the cost of a new substation, if necessary. Regulators wishing to explore the potential that interconnection costs may be recovered from ratepayers separately can elect to enter zeros in this cost category whenever "Intermediate" or "Complex" is selected. Input cannot be less than zero.
Note on S277: Note: This drop-down input cell allows the user to specify whether federal incentives are cost-based (e.g. an investment tax credit) or performance-based (e.g. a PTC). The magnitude and terms of these incentives are set in the cells below. For more information, a useful resource for researching federal and state incentives online is: http://dsireusa.org/ *See bottom of introduction page for a list of links
Note on E278: Jason Gifford: Converted to "admin cost" for community remote DG
Note on I278: Note: The "Development Costs" row should include all costs relating to project management, studies, engineering, permitting, contingencies, success fees, and other soft costs not accounted for elsewhere in the "Intermediate" cost breakdown. Input cannot be less than zero.
Note on S278: Note: Some renewable energy projects may be eligible to take advantagee of Federal incentives such as the Investment Tax Credit or a Treasury Grant. Information on eligibility for funding opportunities such as these is available online at: http://dsireusa.org/incentives/incentive.cfm?Incentive_Code=US02F&re=1&ee=1 *See bottom of introduction page for a list of links
Note on I279: Note: The "Reserves & Financing Costs" row accounts for all costs relating to financing, such as lender fees, closing costs, legal fees, interest during construction, due diligence costs, and any other relevant, financing relating costs. The model calculates this field by aggregating G22 through G25, G51, G54, G63, G66, Q57 and Q60.
Note on S279: NOTE: The maximum potential Investment Tax Credit (ITC) benefit is assumed to be 30% of those project costs which are depreciable on the 5-year MACRS schedule. This 'eligible costs' assumption is purposefully simplified for this analysis. Project costs depreciated on other bases may also be eligible for the ITC. Developers should consult with tax counsel for project-specific depreciation and ITC treatment of each project cost.
Note on I280: Note: If you wish to enter your project costs under the "Complex" format, select Complex from the drop-down menu and use the link to the left to access additional worksheets which provide the opportunitiy to add significant, additional detail on project costs. Once complete, the model will roll up the detailed costs and populate this row with the resultant final project cost.
Note on S280: NOTE: As a tax credit, the ITC is only usable by project owners with positive federal income tax liability. In cases where the owner's tax liability in the calendar year of the project's first commercial operation exceeds the ITC amount, the user may enter 100% in this field and assume full utilization of the ITC. If the owner's tax liability is less than the available ITC, the user may either enter a % value less than 100% or select the "carried forward" method in the "Tax Benefits used as generated or carried forward?" cell. Input must be between 0% and 100%.
Note on I281: Note: The total system cost is a calculation, based on the level of detail selected and the assocated inputs.
Note on S281: Note: Calculates the dollar value of the Investment Tax Credit or Cash Grant, if applicable.
Note on I282: Note: Calculation based on the total system cost in the cell above and the system size reported. Typical costs (as of 2010) fall between $2,000/kW and $3,000/kW.
Note on S282: Note: This input cell, the "Performance Based Incentive" or "PBI" is another potential incentive available to some specific projects. The PBI would be separate from a feed-in-tariff, but acts similarly in that it is per unit of production (typically kWh) income to a project. Some examples of PBIs include the Federal Production Tax Credit (applicable to private projects with tax appetites) and the Federal Renewable Energy Production Incentive (REPI), historically available to some public projects.
Note on I283: Note: This cell calculates the total of all applicable grants, excluding the payment in lieu of the Federal ITC (also known as the ITC Cash Grant, or Cash Grant), if applicable. The ITC Cash Grant is considered separately because unlike grants issued upfront and used to offset capital costs, the ITC Cash Grant is disbursed approxiamtely 60 days after the start of commercial operations and therefore becomes an integral part of the project's financing. Where grants are treated as taxable income, this cell calculates the after-tax impact on the total cost of the project.
Note on S283: Note: This cell denotes the value of the Performance Based Incentive applicable to the project's first year of commercial operation. In some cases, this value will need to be calculated external to the model if such PBI is derived from a "base year" and specified inflation index. The following cells can be used to account for inflation and the maximum term of eligibility. Input cannot be less than zero.
Note on I284: Note: Calculation of total project cost net applicable grants.
Note on S284: Note: This is the length of time that a project would be eligible for any Performance Based Incentives outlined in the cell immediately above. For example, the Federal Renewable Energy Production Incentive and Production Tax Credit incentives are available for the first 10 years of project operation. Input cannot be less than zero.
Note on I285: Note: Calculation, based on net project cost and total installed capacity.
Note on S285: Note: Performance Based Incentives are often adjusted to account for inflation. For example, the Federal Production Tax Credit (PTC) is adjusted each year to account for changes in the GDP IPD index. This cell can be used as a proxy for the inflation that would apply to any PBI incentive entered above. This input cannot be left blank.
Note on S286: Note: In some cases, due to the nature of the requirements of some Performance Based Incentive programs, project owners are unable to maximize the full revenue stream of the incentive. For example, in the case of the Federal Production Tax Credit (PTC), the project owner may not have sufficienct tax appetite to fully utilize the tax credits. This input cell would allow the modeler to account for the owner's inability to fully utilize the PTC and/or the reduction of the PTC (a "haircut") due to the presence of subsidized (below market interest rate) financing. Incentive "availability" will likely be a factor if this cell is being used to model the cash-based Renewable Energy Production Incentive (REPI). The REPI program has historically been underfunded; available monies are allocated pro rata among eligible projects. In this case, the value entered in this cell should reflect the user's expectation of the fraction of the face value REPI payment that will be available over the applicable incentive term. Input must be between 0% to 100%.
Note on F287: See "unit" definitions at the bottom of this worksheet.
Note on S287: Note: Defines whether depreciation and PTC benefits are monetized in the period in which they are generated ("as generated" option) or whether these benefits must be delayed until the project has sufficient tax liability to use these benefits without relying on a 3rd-party investor with tax liability external to the project ("carried forward" method).
Note on I288: Note: Select either "Simple" or "Intermediate" O&M expense detail using the drop-down menu to the right.
Note on I289: Note: If "Simple" is selected in the cell above, then this input should reflect the total expected fixed cost of project operations and maintenance, in $/kW-yr. This includes the insurance, project management, property tax (or payment in lieu thereof), land lease, and royalty expenses which would have been broken out separately in the "Intermediate" case. Other labor and spare parts should also be included in this estimate. If the user has obtained O&M expense estimates from a third-party, it is critical to understand which costs have been included. If the user is not certain that all of the above-listed expenses are included in the fixed cost estimate, then the "Intermediate" approach should be used and these expenses should be entered separately. If "Intermediate" is selected, then this input should reflect the expected annual fixed O&M cost before taking into account the additional listed expenses, which are entered below. In all cases, fixed O&M would include - among others - the ongoing cost of obtaining daily, weekly or monthly production estimates based on weather and other factors. Input value must be greater than zero.
Note on S289: Note: Some renewable energy projects may be eligible for other federal grants as well, such as funding from the U.S. Department of Agriculture. This input cell can be used to capture those funding opportunities, some of which are outlined online at: http://dsireusa.org/incentives/index.cfm?state=us&re=1&EE=1 *See bottom of introduction page for a list of links Input cannot be less than zero.
Note on I290: Note: This cell provides the user with the option of accounting for O&M expenses (such as labor and spare parts) which are more easily estimated and modeled on a variable, cents per kWh basis. If "Simple" is selected above, then this cell should also take into account variable costs, such as royalties, if such annual expenses are not already accounted for in the fixed cost input above. Input cannot be less than zero.
Note on S290: Note: Select here whether federal grants (other than the section 1603 payment in lieu of the ITC/PTC) are treated as taxable income. If no, depreciation basis is reduced.
Note on I291: Note: This inflation rate applies to both fixed and variable O&M expense, insurance, and project management costs entered above, if applicable. The model allows the user to specify an inflation assumption for an "initial period" and a second inflation assumption "thereafter." These inputs can be used to account for inflation which might be fixed during an initial O&M service contract, but are unknown thereafter. The final year of the "initial period" is user-defined (e.g. final year of an O&M service contract). The purpose of this feature is also to recognize that inflationary trends may change over time, or that some projects may not expect inflation of O&M expenses for the first several years, but may expect inflation thereafter. This inflation rate does not apply to PILOT or Royalty costs. Input cannot be less than zero.
Note on I292: Note: This feature allows the user to assume that the rate at which expenses change over time is not constant. This cell provides the year in which the first inflation period ends. Input cannot be less than zero.
Note on P292: See "unit" definitions at the bottom of this worksheet.
Note on I293: Note: This cell provides the inflation rate for the remainder of the project's useful life. Input must be greater than zero.
Note on S293: Note: This drop-down input cell allows the user to specify whether state incentives are cost-based (e.g. an investment tax credit) or performance-based (e.g. a PTC or cash payment). If no state incentive is available or useable by the modeled project, the user will select "Neither." The magnitude and terms of these incentives are set in the cells below. For more information, a useful resource for researching federal and state incentives online is: http://dsireusa.org/ *See bottom of introduction page for a list of links
Note on I294: Note: Project owners, or hosts, are required to carry insurance. This input accounts for the estimated cost of insuring the modeled power generating facility. Input cannot be less than zero.
Note on S294: NOTE: The maximum potential Investment Tax Credit (ITC) benefit is assumed to be 30% of those project costs which are depreciable on the 5-year MACRS schedule.
Note on I295: Note: This cell calculates the resulting dollar value cost of insurance based on the input above and the project installed cost (net of financing costs). It is provided simply as a reference for the user.
Note on S295: NOTE: As a tax credit, the ITC is only usable by project owners with positive federal income tax liability. In cases where the owner's tax liability in the calendar year of the project's first commercial operation exceeds the ITC amount, the user may enter 100% in this field and assume full utilization of the ITC. If the owner's tax liability is less than the available ITC, a % less than 100% must be entered in order to represent a less efficient utilization of this federal tax incentive. Input must be betwee 0% and 100%.
Note on I296: Note: "Project Management" accounts for the cost of staff time related to managing the project's Power Purchase Agreements, grid integration, and periodic reporting to the system operator and policymakers. Input cannot be less than zero.
Note on S296: Note: Specifies whether the available ITC is realized in a single year or over multiple years. This input will be specified by state-specific law or regulation. A good resource on available state incentives is: http://dsireusa.org/ *See bottom of introduction page for a list of links Input must be greater than 1 and less than the Project Useful Life.
Note on I297: Note: "Property Tax or PILOT" accounts for costs associated with any local taxes incurred by the project. Many states offer tax exemptions for renewable energy systems; to check your local applicability, please visit: http://dsireusa.org/ This line can also be used to account for any PILOTs or Payment in Leiu of Taxes. Developers often negotiate a PILOT with the local community to secure a fixed, predictable payment that serves both parties appropriately. This model allows the user to input a year-one Property Tax or PILOT value along with an annual property tax adjsutment factor (see next cell down). As a result, taxes can be modeled as flat, increasing, or decreasing annually depending on the value entered in the adjustment factor cell below. Input cannot be less than zero.
Note on S297: Note: Calculates the dollar value of the State Investment Tax Credit, if applicable.
Note on I298: Note: The Annual Property Tax Adjustment Factor allows the user to specify whether the Year One tax (or PILOT) value will remain fixed and flat, will decrease (a negative percentage value entered in this cell) or increase (a positive percentage value entered in this cell) over time.
Note on S298: Note: This input cell, the "Performance Based Incentive" or "PBI" is another potential incentive available to some specific projects. The PBI would be separate from a feed-in-tariff, but acts similarly in that it is per unit of production (typically kWh) income to a project. Some examples of PBIs include the Federal Production Tax Credit (applicable to private projects with tax appetites) and the Federal Renewable Energy Production Incentive (REPI), historically available to some public projects.
Note on I299: Note: The Land Lease input represents fixed payments to the site host (and possibly other affected parties) for the use of the land on which the project is located. Variable royalty payments may be applied in addition to, or in lieu of, the land lease payment through the "Royalties" input below, if applicable. Input cannot be less than zero.
Note on S299: Note: Impacts tax treatment of PBI if owner is a taxable entity.
Note on I300: Note: The royalties input accounts for variable payments to site hosts, neighbors, partners, or other parties which may have a stake in the project and which are NOT covered by the fixed "Land Lease" payment. Fixed payments may be applied in addition to, or in lieu of, the royalty payment through the "Land Lease" input above, if applicable. Inflation is NOT applied to this input. However, if tariff escalation is selected, then the assumed royalty payment will increase over time since it is calculated as a function of revenue over time. If the modeled project's royalty payments are not the same over time, then an average annual royalty payment should be calculated externally and entered in this cell. This input cannot be less than zero.
Note on S300: Note: This cell denotes the value of the Performance Based Incentive applicable to the project's first year of commercial operation. In some cases, this value will need to be calculated external to the model if such PBI is derived from a "base year" and specified inflation index. The following cells can be used to account for inflation and the maximum term of eligibility. Input cannot be less than zero.
Note on I301: Note: This cell calculates the resulting dollar value cost of royalties paid to landowners or other stakeholders based on the input above and project revenue. It is provided simply as a reference for the user.
Note on S301: Note: This is the length of time that a project would be eligible for any Performance Based Incentives outlined in the cell immediately above. For example, the Federal Renewable Energy Production Incentive and Production Tax Credit incentives are available for the first 10 years of project operation. Input cannot be less than zero.
Note on S302: Note: Performance Based Incentives are often adjusted to account for inflation. For example, the Federal Production Tax Credit (PTC) is adjusted each year to account for changes in the GDP IPD index. This cell can be used as a proxy for the inflation that would apply to any PBI incentive entered above. This input cannot be left blank.
Note on F303: See "unit" definitions at the bottom of this worksheet.
Note on S303: Note: In some cases, due to the nature of the requirements of some Performance Based Incentive programs, project owners are unable to maximize the full revenue stream of the incentive. For example, in the case of the Federal Production Tax Credit (PTC), the project owner may not have sufficienct tax appetite to fully utilize the tax credits. This input cell would allow the modeler to account for the owner's inability to fully utilize the PTC and/or the reduction of the PTC (a "haircut") due to the presence of subsidized (below market interest rate) financing. Input must be between 0% and 100%.
Note on I304: Note: The # of months from construction start to commercial operation. This input cannot be less than zero.
Note on S304: Note: Defines whether depreciation and PTC benefits are monetized in the period in which they are generated ("as generated" option), or whether these benefits must be delayed until the project has sufficient tax liability to use these benefits without relying on a 3rd-party investor with tax liability external to the project ("carried forward" method).
Note on I305: Note: The annual interest rate on construction debt. This input cannot be less than zero.
Note on I306: Note: A calculated value showing the interest accrued during the construction period. Rather than requiring the user to define a detailed construction draw-down schedule, this calculation makes the simplifying assumption that the total project cost is spent in equal parts in each month of the construction period. IDC is calculated on total project cost, assuming that any grants are collected after construction financing is repaid at time of permanent financing. This cell is only used with the "Intermediate" and "Complex" capital cost options. The "Simple" capital cost option assumes that all project costs, including IDC, are included in the single input.
Note on S306: Note: Include here the total dollar value of any state-specific cash grants or rebates. Input cannot be less than zero.
Note on S307: Note: Select here whether state grants are treated as taxable income. If no, depreciation basis is reduced.
Note on F308: See "unit" definitions at the bottom of this worksheet.
Note on I309: Note: For ease of use and comprehension by a wide range of stakeholders, this model allows the user to define the capital structure, and relies on mortgage-style amortization of the project debt. The "% Debt" input specifies the portion of funds borrowed, as a percentage of the total "hard costs." Equity is assumed to fund the remaining hard costs PLUS all "soft costs" (e.g. transaction costs and funding of initial reserve accounts, if applicable). This input cannot be less than zero. Where maximum sustainable leverage is desired, the user must manually adjust the "% Debt" entry upward to the highest point before the DSCRs no longer "Pass." If a specific % Debt is desired, and such % is higher than the maximum sustainable debt (such that it causes the DSCR to "Fail"), then the user must define the % Debt and then manually adjust the "Target After-Tax Equity IRR" upward until the DSCRs are met. The user should take note that when leverage becomes very high (and the corresponding equity contribution low), the "Target After-Tax Equity IRR" will need to be adjusted to levels exceeding typical commercial returns in order to maintain the DSCR ratio on such high debt levels. For this reason, it is not recommended that users solve for the COE associated with a % Debt that is beyond the maximum sustainable leverage. If a project is expected to be funded either by a pool of corporate funds or back-leveraged after commercial operation, the user might elect to enter 0% in the "% Debt" cell and enter a weighted average cost of capital (WACC) in the "Target After-Tax Equity IRR" cell.
Note on I310: Note: Debt "tenor" (also casually referred to as "term"), is the number of years in the debt repayment schedule. Caution: If the project will utilize debt, this value must be greater than zero but less than or equal to the total FIT contract duration.
Note on S310: Note: In the case of wind energy projects, one of the major hardware components is the gearbox. Gearboxes are typically warrantied for several years, and a measurable percentage may be expected to fail after approximately 7 to 12 years of operation. One or more blade replacement may also be necessary, at approxiamtely year 15. These input cells allow for assumptions regarding one or more gearbox, blade or other replacements over a project's useful life. Caution: Modelers should take into account the assumed contract duration and the project's useful life when considering whether to assume equipment replacements in the latter years of this analysis. Inputs should be greater than zero and less than the Project Useful Life.
Note on I311: Note: The all-in interest rate is the financing rate provided by the bank or other debt investor. This input cannot be less than zero.
Note on S311: Note: The cost of (or even need for) a gearbox replacement is difficult to assess, given that costs are attributable to an item that would be purchased more than 10 years from commercial operation. The input placed in this cell must be in nominal dollars -- reflecting the expected cost of the equipment in the year replaced. Funds sufficient to pay for this replacement are then reserved through operations in equal amounts until the year in which the replacement occurs. Note: This model assumes that future equipment purchases, such as gearboxes or blades, will be depreciated on 5-yr MACRS basis. Input must be greater than or equal to zero.
Note on I312: Note: A one-time fee collected by the lender and calculated as a % of the total loan amount. This value is typically between 1% and 4%. This input cannot be less than zero.
Note on S312: Note: In the case of wind energy projects, one of the major hardware components is the gearbox. Gearboxes are typically warrantied for several years, and a measurable percentage may be expected to fail after approximately 7 to 12 years of operation. One or more blade replacement may also be necessary, at approxiamtely year 15. These input cells allow for assumptions regarding one or more gearbox, blade or other replacements over a project's useful life. Caution: Modelers should take into account the assumed contract duration and the project's useful life when considering whether to assume equipment replacements in the latter years of this analysis. Inputs should be greater than zero and less than the Project Useful Life.
Note on I313: Note: The annual Debt Service Coverage Ratio is calculated by dividing the sum of the annual principal and interest payment into that year's operating cash flow. Lenders will require the DSCR to demonstrate the project's ability to easily meet its annual debt service obligation. Average DSCRs over the life of the loan typically range from 1.2 to 1.5 for private, commercially financed projects, or from 1.1 to 1.3 for publicly owned, bond-financed projects - depending on the level of reserves, or other surety, provided. The annual minimum DSCR will depend on the specific terms of the loan and the probability-weighting of the production estimate, but will likely be in the range of 1.0 to 1.3. This input must be greater than 1.
Note on S313: Note: The cost of (or even need for) a gearbox replacement is difficult to assess, given that costs are attributable to an item that would be purchased more than 10 years from commercial operation. The input placed in this cell must be in nominal dollars -- reflecting the expected cost of the equipment in the year replaced. Funds sufficient to pay for this replacement are then reserved through operations in equal amounts until the year in which the replacement occurs. Note: This model assumes that future equipment purchases, such as gearboxes or blades, will be depreciated on 5-yr MACRS basis. Input must be greater than or equal to zero.
Note on I314: Note: If "#N/A" appears, F9 should be pressed until the calculated COE achieves it's final value.
Note on S314: Note: In the case of wind energy projects, one of the major hardware components is the gearbox. Gearboxes are typically warrantied for several years, and a measurable percentage may be expected to fail after approximately 7 to 12 years of operation. One or more blade replacement may also be necessary, at approxiamtely year 15. These input cells allow for assumptions regarding one or more gearbox, blade or other replacements over a project's useful life. Caution: Modelers should take into account the assumed contract duration and the project's useful life when considering whether to assume equipment replacements in the latter years of this analysis. Inputs should be greater than zero and less than the Project Useful Life.
Note on I315: Note: This cell checks that the debt service coverage ratio exceeds the user-defined minimum in each operating year (see note in DSCR cell for definition and rationale for DSCR). If the test "fails", the user must choose from one of several options in order to cure this deficiency (the extent to which these options are available will be specific to each project): 1. reduce the amount of project level debt, 2. increase the feed-in tariff rate in order to generate cash flow sufficient to meet the bank's assumed coverage requirement. In the CREST model, this is done by manually increasing the "Target After-Tax Equity IRR." Other possible, but less likely, mechanisms include: 3. increase the loan tenor 4. decrease the interest rate
Note on S315: Note: The cost of (or even need for) a gearbox replacement is difficult to assess, given that costs are attributable to an item that would be purchased more than 10 years from commercial operation. The input placed in this cell must be in nominal dollars -- reflecting the expected cost of the equipment in the year replaced. Funds sufficient to pay for this replacement are then reserved through operations in equal amounts until the year in which the replacement occurs. Note: This model assumes that future equipment purchases, such as gearboxes or blades, will be depreciated on 5-yr MACRS basis. Input must be greater than or equal to zero.
Note on I316: Note: The annual Debt Service Coverage Ratio is calculated by dividing the sum of the annual principal and interest payment into that year's operating cash flow. Lenders will require the DSCR to demonstrate the project's ability to easily meet its annual debt service obligation. Average DSCRs over the life of the loan typically range from 1.2 to 1.5 for private, commercially financed projects, or from 1.1 to 1.3 for publicly owned, bond-financed projects - depending on the level of reserves, or other surety, provided. The annual minimum DSCR will depend on the specific terms of the loan and the probability-weighting of the production estimate, but will likely be in the range of 1.0 to 1.3. This input must be greater than 1.
Note on S316: Note: In the case of wind energy projects, one of the major hardware components is the gearbox. Gearboxes are typically warrantied for several years, and a measurable percentage may be expected to fail after approximately 7 to 12 years of operation. One or more blade replacement may also be necessary, at approxiamtely year 15. These input cells allow for assumptions regarding one or more gearbox, blade or other replacements over a project's useful life. Caution: Modelers should take into account the assumed contract duration and the project's useful life when considering whether to assume equipment replacements in the latter years of this analysis. Inputs should be greater than zero and less than the Project Useful Life.
Note on I317: Note: If "#N/A" appears, F9 should be pressed until the calculated COE achieves it's final value.
Note on S317: Note: The cost of (or even need for) a gearbox replacement is difficult to assess, given that costs are attributable to an item that would be purchased more than 10 years from commercial operation. The input placed in this cell must be in nominal dollars -- reflecting the expected cost of the equipment in the year replaced. Funds sufficient to pay for this replacement are then reserved through operations in equal amounts until the year in which the replacement occurs. Note: This model assumes that future equipment purchases, such as gearboxes or blades, will be depreciated on 5-yr MACRS basis. Input must be greater than or equal to zero.
Note on I318: Note: This cell checks that the average debt service coverage ratio exceeds the user-defined minimum during the period for which debt is outstanding (see note in DSCR cell for definition and rationale for DSCR). If the test "fails", the user must choose from one of several options in order to cure this deficiency (the extent to which these options are available will be specific to each project): 1. reduce the amount of project level debt, 2. increase the feed-in tariff rate in order to generate cash flow sufficient to meet the bank's assumed coverage requirement. In the CREST model, this is done by manually increasing the "Target After-Tax Equity IRR." Other possible, but less likely, mechanisms include: 3. increase the loan tenor 4. decrease the interest rate
Note on I319: Note: The portion of total project cost funded from equity investors. This cell is a calculation and not an input. It is calculated as 100% minus the "% Debt" entered above.
Note on P319: See "unit" definitions at the bottom of this worksheet.
Note on I320: Note: The target after-tax equity IRR is the equity investor's cost of capital -- or "discount rate" -- and is the minimum rate of return that the project owner will seek to attain in order to justify the project compared to alternative investments. The user should be explicit in his or her assumption regarding the term over which the target after-tax IRR is assumed to be realized. For example, the user could elect to align the return requirement with the tariff payment duration. In this case, the project useful life should be set equal to the tariff duration in order to calculate the COE associated with the target IRR over that period of time. In a second example, the user could elect to align the return requirement with the project's useful life. In this case, the user can either assume a tariff duration equal to the project life, or assume market-based revenue for the period after the tariff and before the end of the assumed project useful life. This input cannot be less than zero. If a project is expected to be funded either by a pool of corporate funds or back-leveraged after commercial operation, the user might elect to enter 0% in the "% Debt" cell and enter a weighted average cost of capital (WACC) in the "Target After-Tax Equity IRR" cell.
Note on I321: Note: The weighted average cost of capital combines the after-tax cost of both equity and debt in proportion to their use, and is calculated here for reference.
Note on S321: Note: In order to ensure that project owners have sufficient funds to decommission and remove equipment at the end of a project's life, many owners choose to create and fund a reserve account throughout the course of project. This input cell allows the modeler to choose whether to pay for project removal by creating and funding a reserve account over the project life by selecting "Operations" or to assume that a project's removal will be funded by selling the equipment, by selecting "Salvage".
Note on I322: Note: This cell represents the costs of both equity and debt due diligence (if applicable) and other transaction costs. Input cannot be less than zero.
Note on S322: Note: This input cell allows the user to assume the creation of a reserve account. The value entered here will be accounted for in the project's cash flow, and would be funded evenly over the number of years available between the project's commercial operation and the end of its useful life. Input cannot be less than zero.
Note on P324: See "unit" definitions at the bottom of this worksheet.
Note on I325: NOTE: The "sources of funding" cells summarize the amount of capital contributed from equity, debt and grants, if applicable. The sum is the same at the project's "Total Installed Cost."
Note on I326: NOTE: The "sources of funding" cells summarize the amount of capital contributed from equity, debt and grants, if applicable. The sum is the same as the project's "Total Installed Cost."
Note on S326: Note: Lenders typically require the project owner to establish a reserve account prior to the commencement of operations to ensure that loan repayments occur in full and on time even if the project has insufficient operating cash flow in a specific period due to lower than expected production, higher costs, or both. The size of the reserve account is typically equal to 6 months of debt service obligation. Input cannot be less than zero.
Note on I327: NOTE: The "sources of funding" cells summarize the amount of capital contributed from equity, debt and grants, if applicable. The sum is the same as the project's "Total Installed Cost." As previously described, this value excludes the ITC Cash Grant, which must be financed prior to commercial operation.
Note on S327: Note: Calculated value based on the # months of required reserve and the capital structure and associated periodic debt obligation.
Note on I328: NOTE: The "sources of funding" cells summarize the amount of capital contributed from equity, debt and grants, if applicable. The sum is the same as the project's "Total Installed Cost."
Note on S329: Note: Lenders typically require the project owner to establish a reserve account prior to the commencement of operations to ensure that all O&M expenses can be met even if the project has insufficient operating cash flow in a specific period due to lower than expected production, higher costs, or both. The size of the reserve account is typically 3 to 6 months of O&M expenses, and includes all categories of O&M expenses. Input cannot be less than zero.
Note on F330: See "unit" definitions at the bottom of this worksheet.
Note on S330: Note: Calculated value based on the # months of required reserve and all annual operating expenses.
Note on I331: Note: Defines whether the project owner is a taxable or non-taxable entity. This determines the treatment of income taxes and other tax-related items.
Note on S331: Note: Unused reserves earn interest at this rate. Input cannot be less than zero.
Note on I332: Note: Defines the project's federal income tax rate, if applicable. Input cannot be less than zero.
Note on I333: Note: Defines whether depreciation and PTC benefits are monetized in the period in which they are generated ("as generated" option) or whether these benefits must be delayed until the project has sufficient tax liability to use these benefits without relying on a 3rd-party investor with tax liability external to the project ("carried forward" method).
Note on I334: Note: Defines the project's state income tax rate, if applicable. Input cannot be less than zero.
Note on S334: Note: To qualify for Bonus Depreciation the property must have a recovery period of 20 years or less (under normal federal tax depreciation rules), and the project must commence operation in the year in which bonus depreciation is in effect and under the ownership of the entity claiming the deduction. For qualifying projects, the owner is entitled to deduct 50% of the adjusted basis of the property during the tax year the property is first placed in service. The remaining 50% of the adjusted basis of the property is depreciated over the ordinary MACRS depreciation schedule. The bonus depreciation rules do not override the depreciation limit applicable to projects qualifying for the federal ITC. Before calculating depreciation for such a project, including any bonus depreciation, the adjusted basis of the project must be reduced by one-half of the amount of the ITC for which the project qualifies.
Note on I335: Note: Defines whether depreciation and PTC benefits are monetized in the period in which they are generated ("as generated" option) or whether these benefits must be delayed until the project has sufficient tax liability to use these benefits without relying on a 3rd-party investor with tax liability external to the project ("carried forward" method).
Note on P335: Jason Gifford: The Consolidated Appropriations Act, signed in December 2015, extended the "placed in service" deadline for bonus depreciation. Equipment placed in service before January 1, 2018 can qualify for 50% bonus depreciation. Equipment placed in service during 2018 can qualify for 40% bonus depreciation. And equipment placed in service during 2019 can qualify for 30% bonus depreciation.
Note on S335: Note: This input allows the user to define the bonus depreciation % applied in Year 1, if applicable. Historically, federal bonus depreciation has been 50% of the eligible cost basis (after taking into account reductions in such cost basis for the ITC, if applicable). Input cannot be less than zero.
Note on I336: Note: Takes into account the interaction between federal and state tax rates. This is a calculated value.
Note on I337: Note: Depreciation accounts for the "use" of equipment for tax purposes. The depreciation inputs are provided in the table to the right and on the Complex Capital Costs tab when this option is selected.
Note on AB338: Note: When the "Simple" capital cost option is selected, the depreciation of total project costs is divided among the classifications using this row. The depreciation options associated with other levels of cost detail will be hidden. This row must sum to 100%.
Note on AB339: Note: When the "Intermediate" capital cost option is selected, the allocation of the specified cost category across the depreciation classifications is done using this row. The depreciation options associated with other levels of cost detail will be hidden. This row must sum to 100%.
Note on AB340: Note: When the "Intermediate" capital cost option is selected, the allocation of the specified cost category across the depreciation classifications is done using this row. The depreciation options associated with other levels of cost detail will be hidden. This row must sum to 100%.
Note on AB341: Note: When the "Intermediate" capital cost option is selected, the allocation of the specified cost category across the depreciation classifications is done using this row. The depreciation options associated with other levels of cost detail will be hidden. This row must sum to 100%.
Note on AB342: Note: When the "Intermediate" capital cost option is selected, the allocation of the specified cost category across the depreciation classifications is done using this row. The depreciation options associated with other levels of cost detail will be hidden. This row must sum to 100%.
Note on AB343: Note: When the "Intermediate" capital cost option is selected, the allocation of the specified cost category across the depreciation classifications is done using this row. The depreciation options associated with other levels of cost detail will be hidden. This row must sum to 100%.
Note on AB344: Note: When the "Complex" capital cost option is selected, each line items is assigned its own depreciation classification using a drop-down menu on the Complex Capital Costs tab.
Note on C349: The "Check" column evaluates whether or not values have been enterred in all required fields. Green denotes an accepted entry in a required field or a calculation for which the minimum required precedents have been satisfied. Red denotes the absence of an entry in a required field, or a calculation for which the minimum required precendents have NOT been satisfied. Please note that while the "Check" column ensures the population of all required fields, this column does NOT validate the magnitude of such entries. It is the model user's responsibility to provide inputs which accurately represent the project being modeled. In some cases, a range of typical values for a specified input are provided in that input's "Notes" cell.
Note on I349: Each cell in the "Notes" column provides a brief description of the input in the corresponding row, its application within the model, and (in some cases) the range of values that might be expected to populate that input cell. It is the model user's responsibility, however, to research and validate the applicability of, and appropriate value for, each input.
Note on M349: The "Check" column evaluates whether or not values have been enterred in all required fields. Green denotes an accepted entry in a required field or a calculation for which the minimum required precedents have been satisfied. Red denotes the absence of an entry in a required field, or a calculation for which the minimum required precendents have NOT been satisfied. Please note that while the "Check" column ensures the population of all required fields, this column does NOT validate the magnitude of such entries. It is the model user's responsibility to provide inputs which accurately represent the project being modeled. In some cases, a range of typical values for a specified input are provided in that input's "Notes" cell.
Note on S349: Each cell in the "Notes" column provides a brief description of the input in the corresponding row, its application within the model, and (in some cases) the range of values that might be expected to populate that input cell. It is the model user's responsibility, however, to research and validate the applicability of, and appropriate value for, each input.
Note on F351: See "unit" definitions at the bottom of this worksheet.
Note on P351: See "unit" definitions at the bottom of this worksheet.
Note on I352: Note: This is the aggregate nameplate rating for the entire generating facility. Input must be greater than zero.
Note on S352: Note: The FIT contract length is the number of years for which the rate specified by this model is available. This term is established by policymakers and must be less than or equal to the project's useful life. The contract duration is also different than the debt tenor (if applicable), which is specified in the Permanent Financing section below.
Note on I353: Note: Capacity Factor is the % representation of the actual production vs. the theoretical maximum annual production of an energy project. This model requires the input of a Net Capacity Factor, meaning that the estimate of actual energy production should take into account all electricity losses (including those incurred between the generating facility and the contract delivery point), scheduled and unscheduled maintenance, forced outages, wake effects, icing, and any other factors that could reduce production. Wind projects typically have a capacity factor between 25% and 40% depending on region and site-specific topography. Input must be between 0% and 100%.
Note on S353: Note: This is the portion (%) of the tariff which is subject to annual escalation. Program administrators may determine that some or all of the tariff rate should be escalated to reflect the uncertainty associated with the future cost of owning and operating an electricity generating facility. This input is separate from the inflation assumed to apply to certain O&M expenses, which is provided as an input in the O&M section below. Input must be between 0% and 100%.
Note on I354: Note: This is a calculation, based on the system size and capacity factor provided above.
Note on S354: Note: To calculate a nominal levelized tariff rate, the "feed-in tariff escalation rate" field should be set to zero. Where applied, tariff rate escalation is intended to serve as a risk mitigating tool, at least partially protecting the project investor from the uncertainty associated with the future cost of owning and operating the renewable energy facility. The escalation rate can be used to assume a year over year increase in all, or a portion, of the per unit payment provided to eligible generators. This concept is separate from inflationary adjustments to future operating cost assumptions -- which are input below. This rate is applied annually. Note that in this model, calendar years and tariff years are aligned. Caution: A value must be entered into this cell in order for the model to function properly. The input can be positive or negative (if the FIT value decreases over time), and a typical value may fall between 0% and 5%.
Note on I355: Note: The natural aging of the mechanical components of a wind turbine generator may lead to a drop in turbine availability (or efficiency), and therefore production, over time. This input allows the user to model the potential for such degradation, which may be between 0% and 2% per year. If the modeled "Net Capacity Factor" is intented to take long-term average availability into account, then the user may wish to enter 0% in the Annual Production Degradation field. Input must be => 0%.
Note on I356: Note: The Project Useful Life is the number of years that the project is expected to be fully operational, reliably delivering electricity to the grid, and generating revenue. This concept is different from the FIT Contract Length, which is administratively determined by policymakers. These two values may be the same if a FIT contract is offered for the project's entire expected useful life. This approach is likely to generate the lowest tariff rate, while successfully attracting investors to renewable energy projects. The CREST model is built for a maximum Project Useful Life of 30 years. Input must be greater than 0 and less than or equal to 30.
Note on S356: Note: If the designated "FIT Contract Length" is less than the defined "Project Useful Life", then this grouping of inputs is used to calculate the project's market-based revenue during the period from FIT contract expiration to the end of the project's life.
Note on S357: Note: Selecting "Year One" forecasts the total market value of production based on an estimate of that value in the project's first year of commercial operation and a user-defined escalation rate. Selecting "Year-by-Year" enables the user to enter unique annual values for the period after the FIT expires and before the end of the project's useful life.
Note on F358: See "unit" definitions at the bottom of this worksheet.
Note on S358: Note: This is the combined (or "bundled") market value of energy + capacity + Renewable Energy Credtis (RECs) in the same year in which the project's first enters commercial operation. This input must be greater than zero.
Note on I359: Note: This model alllows the user to input system cost at 1 of 3 levels of detail: "simple", "intermediate" or "complex." Simple offers a single input in $/kW, Intermediate offers five cost subcategories in total dollars, and Complex offers line-by-line project costing with user-defined categories and costs per line-item. Select your preferred method and use the cells below to enter your cost information. If you choose the "Complex" option, you will need to follow the link below to the "Complex Capital Costs" tab.
Note on S359: Note: When the "Year One" forecast methodology is selected, this is the user-defined escalation rate at which the market value of production is expected to change. Input must be greater than zero.
Note on I360: Note: When "Simple" is selected in the Cost Level of Detail cell, this "Total Installed Cost" row represents the total expected all-in project cost, which should include all hardware, balance of plant, interconnection, design, construction, permitting, development (including developer fee), interest during construction and financing costs. This figure should not account for any tax incentives, grants, or other cash incentives, each of which will be addressed elsewhere in the model. This figure should, however, reflect any applicable sales tax or exemptions thereof. Input must be greater than zero.
Note on S360: Note: When "Year-by-Year" market value of production forecast is selected, this link brings the user to another worksheet on which unique annual values may be entered.
Note on I361: Note: "Generation Equipment" should include hardware such as the generator, blades and tower. Caution: the model assumes that if "Intermediate" is selected as the level of detail section, the "Generation Equipment" row must have a value greater than zero.
Note on I362: Note: Balance of Plant (also known as Balance of System) represents all infrastructure, site prep and labor supporting the installation of the generation equipment. BOP costs include foundations, mounting devices, other hardware, and labor not already accounted for in the "Generation Equipment" row. Input cannot be less than zero.
Note on P362: See "unit" definitions at the bottom of this worksheet.
Note on I363: Note: The "Interconnection" row should account for all project costs relating to connecting to the grid, such as the construction of transmission lines, permitting costs with the utility, and start-up costs. This category will also include the cost of a new substation, if necessary. Regulators wishing to explore the potential that interconnection costs may be recovered from ratepayers separately can elect to enter zeros in this cost category whenever "Intermediate" or "Complex" is selected. Input cannot be less than zero.
Note on S363: Note: This drop-down input cell allows the user to specify whether federal incentives are cost-based (e.g. an investment tax credit) or performance-based (e.g. a PTC). The magnitude and terms of these incentives are set in the cells below. For more information, a useful resource for researching federal and state incentives online is: http://dsireusa.org/ *See bottom of introduction page for a list of links
Note on E364: Jason Gifford: Converted to "admin cost" for community remote DG
Note on I364: Note: The "Development Costs" row should include all costs relating to project management, studies, engineering, permitting, contingencies, success fees, and other soft costs not accounted for elsewhere in the "Intermediate" cost breakdown. Input cannot be less than zero.
Note on S364: Note: Some renewable energy projects may be eligible to take advantagee of Federal incentives such as the Investment Tax Credit or a Treasury Grant. Information on eligibility for funding opportunities such as these is available online at: http://dsireusa.org/incentives/incentive.cfm?Incentive_Code=US02F&re=1&ee=1 *See bottom of introduction page for a list of links
Note on I365: Note: The "Reserves & Financing Costs" row accounts for all costs relating to financing, such as lender fees, closing costs, legal fees, interest during construction, due diligence costs, and any other relevant, financing relating costs. The model calculates this field by aggregating G22 through G25, G51, G54, G63, G66, Q57 and Q60.
Note on S365: NOTE: The maximum potential Investment Tax Credit (ITC) benefit is assumed to be 30% of those project costs which are depreciable on the 5-year MACRS schedule. This 'eligible costs' assumption is purposefully simplified for this analysis. Project costs depreciated on other bases may also be eligible for the ITC. Developers should consult with tax counsel for project-specific depreciation and ITC treatment of each project cost.
Note on I366: Note: If you wish to enter your project costs under the "Complex" format, select Complex from the drop-down menu and use the link to the left to access additional worksheets which provide the opportunitiy to add significant, additional detail on project costs. Once complete, the model will roll up the detailed costs and populate this row with the resultant final project cost.
Note on S366: NOTE: As a tax credit, the ITC is only usable by project owners with positive federal income tax liability. In cases where the owner's tax liability in the calendar year of the project's first commercial operation exceeds the ITC amount, the user may enter 100% in this field and assume full utilization of the ITC. If the owner's tax liability is less than the available ITC, the user may either enter a % value less than 100% or select the "carried forward" method in the "Tax Benefits used as generated or carried forward?" cell. Input must be between 0% and 100%.
Note on I367: Note: The total system cost is a calculation, based on the level of detail selected and the assocated inputs.
Note on S367: Note: Calculates the dollar value of the Investment Tax Credit or Cash Grant, if applicable.
Note on I368: Note: Calculation based on the total system cost in the cell above and the system size reported. Typical costs (as of 2010) fall between $2,000/kW and $3,000/kW.
Note on S368: Note: This input cell, the "Performance Based Incentive" or "PBI" is another potential incentive available to some specific projects. The PBI would be separate from a feed-in-tariff, but acts similarly in that it is per unit of production (typically kWh) income to a project. Some examples of PBIs include the Federal Production Tax Credit (applicable to private projects with tax appetites) and the Federal Renewable Energy Production Incentive (REPI), historically available to some public projects.
Note on I369: Note: This cell calculates the total of all applicable grants, excluding the payment in lieu of the Federal ITC (also known as the ITC Cash Grant, or Cash Grant), if applicable. The ITC Cash Grant is considered separately because unlike grants issued upfront and used to offset capital costs, the ITC Cash Grant is disbursed approxiamtely 60 days after the start of commercial operations and therefore becomes an integral part of the project's financing. Where grants are treated as taxable income, this cell calculates the after-tax impact on the total cost of the project.
Note on S369: Note: This cell denotes the value of the Performance Based Incentive applicable to the project's first year of commercial operation. In some cases, this value will need to be calculated external to the model if such PBI is derived from a "base year" and specified inflation index. The following cells can be used to account for inflation and the maximum term of eligibility. Input cannot be less than zero.
Note on I370: Note: Calculation of total project cost net applicable grants.
Note on S370: Note: This is the length of time that a project would be eligible for any Performance Based Incentives outlined in the cell immediately above. For example, the Federal Renewable Energy Production Incentive and Production Tax Credit incentives are available for the first 10 years of project operation. Input cannot be less than zero.
Note on I371: Note: Calculation, based on net project cost and total installed capacity.
Note on S371: Note: Performance Based Incentives are often adjusted to account for inflation. For example, the Federal Production Tax Credit (PTC) is adjusted each year to account for changes in the GDP IPD index. This cell can be used as a proxy for the inflation that would apply to any PBI incentive entered above. This input cannot be left blank.
Note on S372: Note: In some cases, due to the nature of the requirements of some Performance Based Incentive programs, project owners are unable to maximize the full revenue stream of the incentive. For example, in the case of the Federal Production Tax Credit (PTC), the project owner may not have sufficienct tax appetite to fully utilize the tax credits. This input cell would allow the modeler to account for the owner's inability to fully utilize the PTC and/or the reduction of the PTC (a "haircut") due to the presence of subsidized (below market interest rate) financing. Incentive "availability" will likely be a factor if this cell is being used to model the cash-based Renewable Energy Production Incentive (REPI). The REPI program has historically been underfunded; available monies are allocated pro rata among eligible projects. In this case, the value entered in this cell should reflect the user's expectation of the fraction of the face value REPI payment that will be available over the applicable incentive term. Input must be between 0% to 100%.
Note on F373: See "unit" definitions at the bottom of this worksheet.
Note on S373: Note: Defines whether depreciation and PTC benefits are monetized in the period in which they are generated ("as generated" option) or whether these benefits must be delayed until the project has sufficient tax liability to use these benefits without relying on a 3rd-party investor with tax liability external to the project ("carried forward" method).
Note on I374: Note: Select either "Simple" or "Intermediate" O&M expense detail using the drop-down menu to the right.
Note on I375: Note: If "Simple" is selected in the cell above, then this input should reflect the total expected fixed cost of project operations and maintenance, in $/kW-yr. This includes the insurance, project management, property tax (or payment in lieu thereof), land lease, and royalty expenses which would have been broken out separately in the "Intermediate" case. Other labor and spare parts should also be included in this estimate. If the user has obtained O&M expense estimates from a third-party, it is critical to understand which costs have been included. If the user is not certain that all of the above-listed expenses are included in the fixed cost estimate, then the "Intermediate" approach should be used and these expenses should be entered separately. If "Intermediate" is selected, then this input should reflect the expected annual fixed O&M cost before taking into account the additional listed expenses, which are entered below. In all cases, fixed O&M would include - among others - the ongoing cost of obtaining daily, weekly or monthly production estimates based on weather and other factors. Input value must be greater than zero.
Note on S375: Note: Some renewable energy projects may be eligible for other federal grants as well, such as funding from the U.S. Department of Agriculture. This input cell can be used to capture those funding opportunities, some of which are outlined online at: http://dsireusa.org/incentives/index.cfm?state=us&re=1&EE=1 *See bottom of introduction page for a list of links Input cannot be less than zero.
Note on I376: Note: This cell provides the user with the option of accounting for O&M expenses (such as labor and spare parts) which are more easily estimated and modeled on a variable, cents per kWh basis. If "Simple" is selected above, then this cell should also take into account variable costs, such as royalties, if such annual expenses are not already accounted for in the fixed cost input above. Input cannot be less than zero.
Note on S376: Note: Select here whether federal grants (other than the section 1603 payment in lieu of the ITC/PTC) are treated as taxable income. If no, depreciation basis is reduced.
Note on I377: Note: This inflation rate applies to both fixed and variable O&M expense, insurance, and project management costs entered above, if applicable. The model allows the user to specify an inflation assumption for an "initial period" and a second inflation assumption "thereafter." These inputs can be used to account for inflation which might be fixed during an initial O&M service contract, but are unknown thereafter. The final year of the "initial period" is user-defined (e.g. final year of an O&M service contract). The purpose of this feature is also to recognize that inflationary trends may change over time, or that some projects may not expect inflation of O&M expenses for the first several years, but may expect inflation thereafter. This inflation rate does not apply to PILOT or Royalty costs. Input cannot be less than zero.
Note on I378: Note: This feature allows the user to assume that the rate at which expenses change over time is not constant. This cell provides the year in which the first inflation period ends. Input cannot be less than zero.
Note on P378: See "unit" definitions at the bottom of this worksheet.
Note on I379: Note: This cell provides the inflation rate for the remainder of the project's useful life. Input must be greater than zero.
Note on S379: Note: This drop-down input cell allows the user to specify whether state incentives are cost-based (e.g. an investment tax credit) or performance-based (e.g. a PTC or cash payment). If no state incentive is available or useable by the modeled project, the user will select "Neither." The magnitude and terms of these incentives are set in the cells below. For more information, a useful resource for researching federal and state incentives online is: http://dsireusa.org/ *See bottom of introduction page for a list of links
Note on I380: Note: Project owners, or hosts, are required to carry insurance. This input accounts for the estimated cost of insuring the modeled power generating facility. Input cannot be less than zero.
Note on S380: NOTE: The maximum potential Investment Tax Credit (ITC) benefit is assumed to be 30% of those project costs which are depreciable on the 5-year MACRS schedule.
Note on I381: Note: This cell calculates the resulting dollar value cost of insurance based on the input above and the project installed cost (net of financing costs). It is provided simply as a reference for the user.
Note on S381: NOTE: As a tax credit, the ITC is only usable by project owners with positive federal income tax liability. In cases where the owner's tax liability in the calendar year of the project's first commercial operation exceeds the ITC amount, the user may enter 100% in this field and assume full utilization of the ITC. If the owner's tax liability is less than the available ITC, a % less than 100% must be entered in order to represent a less efficient utilization of this federal tax incentive. Input must be betwee 0% and 100%.
Note on I382: Note: "Project Management" accounts for the cost of staff time related to managing the project's Power Purchase Agreements, grid integration, and periodic reporting to the system operator and policymakers. Input cannot be less than zero.
Note on S382: Note: Specifies whether the available ITC is realized in a single year or over multiple years. This input will be specified by state-specific law or regulation. A good resource on available state incentives is: http://dsireusa.org/ *See bottom of introduction page for a list of links Input must be greater than 1 and less than the Project Useful Life.
Note on I383: Note: "Property Tax or PILOT" accounts for costs associated with any local taxes incurred by the project. Many states offer tax exemptions for renewable energy systems; to check your local applicability, please visit: http://dsireusa.org/ This line can also be used to account for any PILOTs or Payment in Leiu of Taxes. Developers often negotiate a PILOT with the local community to secure a fixed, predictable payment that serves both parties appropriately. This model allows the user to input a year-one Property Tax or PILOT value along with an annual property tax adjsutment factor (see next cell down). As a result, taxes can be modeled as flat, increasing, or decreasing annually depending on the value entered in the adjustment factor cell below. Input cannot be less than zero.
Note on S383: Note: Calculates the dollar value of the State Investment Tax Credit, if applicable.
Note on I384: Note: The Annual Property Tax Adjustment Factor allows the user to specify whether the Year One tax (or PILOT) value will remain fixed and flat, will decrease (a negative percentage value entered in this cell) or increase (a positive percentage value entered in this cell) over time.
Note on S384: Note: This input cell, the "Performance Based Incentive" or "PBI" is another potential incentive available to some specific projects. The PBI would be separate from a feed-in-tariff, but acts similarly in that it is per unit of production (typically kWh) income to a project. Some examples of PBIs include the Federal Production Tax Credit (applicable to private projects with tax appetites) and the Federal Renewable Energy Production Incentive (REPI), historically available to some public projects.
Note on I385: Note: The Land Lease input represents fixed payments to the site host (and possibly other affected parties) for the use of the land on which the project is located. Variable royalty payments may be applied in addition to, or in lieu of, the land lease payment through the "Royalties" input below, if applicable. Input cannot be less than zero.
Note on S385: Note: Impacts tax treatment of PBI if owner is a taxable entity.
Note on I386: Note: The royalties input accounts for variable payments to site hosts, neighbors, partners, or other parties which may have a stake in the project and which are NOT covered by the fixed "Land Lease" payment. Fixed payments may be applied in addition to, or in lieu of, the royalty payment through the "Land Lease" input above, if applicable. Inflation is NOT applied to this input. However, if tariff escalation is selected, then the assumed royalty payment will increase over time since it is calculated as a function of revenue over time. If the modeled project's royalty payments are not the same over time, then an average annual royalty payment should be calculated externally and entered in this cell. This input cannot be less than zero.
Note on S386: Note: This cell denotes the value of the Performance Based Incentive applicable to the project's first year of commercial operation. In some cases, this value will need to be calculated external to the model if such PBI is derived from a "base year" and specified inflation index. The following cells can be used to account for inflation and the maximum term of eligibility. Input cannot be less than zero.
Note on I387: Note: This cell calculates the resulting dollar value cost of royalties paid to landowners or other stakeholders based on the input above and project revenue. It is provided simply as a reference for the user.
Note on S387: Note: This is the length of time that a project would be eligible for any Performance Based Incentives outlined in the cell immediately above. For example, the Federal Renewable Energy Production Incentive and Production Tax Credit incentives are available for the first 10 years of project operation. Input cannot be less than zero.
Note on S388: Note: Performance Based Incentives are often adjusted to account for inflation. For example, the Federal Production Tax Credit (PTC) is adjusted each year to account for changes in the GDP IPD index. This cell can be used as a proxy for the inflation that would apply to any PBI incentive entered above. This input cannot be left blank.
Note on F389: See "unit" definitions at the bottom of this worksheet.
Note on S389: Note: In some cases, due to the nature of the requirements of some Performance Based Incentive programs, project owners are unable to maximize the full revenue stream of the incentive. For example, in the case of the Federal Production Tax Credit (PTC), the project owner may not have sufficienct tax appetite to fully utilize the tax credits. This input cell would allow the modeler to account for the owner's inability to fully utilize the PTC and/or the reduction of the PTC (a "haircut") due to the presence of subsidized (below market interest rate) financing. Input must be between 0% and 100%.
Note on I390: Note: The # of months from construction start to commercial operation. This input cannot be less than zero.
Note on S390: Note: Defines whether depreciation and PTC benefits are monetized in the period in which they are generated ("as generated" option), or whether these benefits must be delayed until the project has sufficient tax liability to use these benefits without relying on a 3rd-party investor with tax liability external to the project ("carried forward" method).
Note on I391: Note: The annual interest rate on construction debt. This input cannot be less than zero.
Note on I392: Note: A calculated value showing the interest accrued during the construction period. Rather than requiring the user to define a detailed construction draw-down schedule, this calculation makes the simplifying assumption that the total project cost is spent in equal parts in each month of the construction period. IDC is calculated on total project cost, assuming that any grants are collected after construction financing is repaid at time of permanent financing. This cell is only used with the "Intermediate" and "Complex" capital cost options. The "Simple" capital cost option assumes that all project costs, including IDC, are included in the single input.
Note on S392: Note: Include here the total dollar value of any state-specific cash grants or rebates. Input cannot be less than zero.
Note on S393: Note: Select here whether state grants are treated as taxable income. If no, depreciation basis is reduced.
Note on F394: See "unit" definitions at the bottom of this worksheet.
Note on I395: Note: For ease of use and comprehension by a wide range of stakeholders, this model allows the user to define the capital structure, and relies on mortgage-style amortization of the project debt. The "% Debt" input specifies the portion of funds borrowed, as a percentage of the total "hard costs." Equity is assumed to fund the remaining hard costs PLUS all "soft costs" (e.g. transaction costs and funding of initial reserve accounts, if applicable). This input cannot be less than zero. Where maximum sustainable leverage is desired, the user must manually adjust the "% Debt" entry upward to the highest point before the DSCRs no longer "Pass." If a specific % Debt is desired, and such % is higher than the maximum sustainable debt (such that it causes the DSCR to "Fail"), then the user must define the % Debt and then manually adjust the "Target After-Tax Equity IRR" upward until the DSCRs are met. The user should take note that when leverage becomes very high (and the corresponding equity contribution low), the "Target After-Tax Equity IRR" will need to be adjusted to levels exceeding typical commercial returns in order to maintain the DSCR ratio on such high debt levels. For this reason, it is not recommended that users solve for the COE associated with a % Debt that is beyond the maximum sustainable leverage. If a project is expected to be funded either by a pool of corporate funds or back-leveraged after commercial operation, the user might elect to enter 0% in the "% Debt" cell and enter a weighted average cost of capital (WACC) in the "Target After-Tax Equity IRR" cell.
Note on I396: Note: Debt "tenor" (also casually referred to as "term"), is the number of years in the debt repayment schedule. Caution: If the project will utilize debt, this value must be greater than zero but less than or equal to the total FIT contract duration.
Note on S396: Note: In the case of wind energy projects, one of the major hardware components is the gearbox. Gearboxes are typically warrantied for several years, and a measurable percentage may be expected to fail after approximately 7 to 12 years of operation. One or more blade replacement may also be necessary, at approxiamtely year 15. These input cells allow for assumptions regarding one or more gearbox, blade or other replacements over a project's useful life. Caution: Modelers should take into account the assumed contract duration and the project's useful life when considering whether to assume equipment replacements in the latter years of this analysis. Inputs should be greater than zero and less than the Project Useful Life.
Note on I397: Note: The all-in interest rate is the financing rate provided by the bank or other debt investor. This input cannot be less than zero.
Note on S397: Note: The cost of (or even need for) a gearbox replacement is difficult to assess, given that costs are attributable to an item that would be purchased more than 10 years from commercial operation. The input placed in this cell must be in nominal dollars -- reflecting the expected cost of the equipment in the year replaced. Funds sufficient to pay for this replacement are then reserved through operations in equal amounts until the year in which the replacement occurs. Note: This model assumes that future equipment purchases, such as gearboxes or blades, will be depreciated on 5-yr MACRS basis. Input must be greater than or equal to zero.
Note on I398: Note: A one-time fee collected by the lender and calculated as a % of the total loan amount. This value is typically between 1% and 4%. This input cannot be less than zero.
Note on S398: Note: In the case of wind energy projects, one of the major hardware components is the gearbox. Gearboxes are typically warrantied for several years, and a measurable percentage may be expected to fail after approximately 7 to 12 years of operation. One or more blade replacement may also be necessary, at approxiamtely year 15. These input cells allow for assumptions regarding one or more gearbox, blade or other replacements over a project's useful life. Caution: Modelers should take into account the assumed contract duration and the project's useful life when considering whether to assume equipment replacements in the latter years of this analysis. Inputs should be greater than zero and less than the Project Useful Life.
Note on I399: Note: The annual Debt Service Coverage Ratio is calculated by dividing the sum of the annual principal and interest payment into that year's operating cash flow. Lenders will require the DSCR to demonstrate the project's ability to easily meet its annual debt service obligation. Average DSCRs over the life of the loan typically range from 1.2 to 1.5 for private, commercially financed projects, or from 1.1 to 1.3 for publicly owned, bond-financed projects - depending on the level of reserves, or other surety, provided. The annual minimum DSCR will depend on the specific terms of the loan and the probability-weighting of the production estimate, but will likely be in the range of 1.0 to 1.3. This input must be greater than 1.
Note on S399: Note: The cost of (or even need for) a gearbox replacement is difficult to assess, given that costs are attributable to an item that would be purchased more than 10 years from commercial operation. The input placed in this cell must be in nominal dollars -- reflecting the expected cost of the equipment in the year replaced. Funds sufficient to pay for this replacement are then reserved through operations in equal amounts until the year in which the replacement occurs. Note: This model assumes that future equipment purchases, such as gearboxes or blades, will be depreciated on 5-yr MACRS basis. Input must be greater than or equal to zero.
Note on I400: Note: If "#N/A" appears, F9 should be pressed until the calculated COE achieves it's final value.
Note on S400: Note: In the case of wind energy projects, one of the major hardware components is the gearbox. Gearboxes are typically warrantied for several years, and a measurable percentage may be expected to fail after approximately 7 to 12 years of operation. One or more blade replacement may also be necessary, at approxiamtely year 15. These input cells allow for assumptions regarding one or more gearbox, blade or other replacements over a project's useful life. Caution: Modelers should take into account the assumed contract duration and the project's useful life when considering whether to assume equipment replacements in the latter years of this analysis. Inputs should be greater than zero and less than the Project Useful Life.
Note on I401: Note: This cell checks that the debt service coverage ratio exceeds the user-defined minimum in each operating year (see note in DSCR cell for definition and rationale for DSCR). If the test "fails", the user must choose from one of several options in order to cure this deficiency (the extent to which these options are available will be specific to each project): 1. reduce the amount of project level debt, 2. increase the feed-in tariff rate in order to generate cash flow sufficient to meet the bank's assumed coverage requirement. In the CREST model, this is done by manually increasing the "Target After-Tax Equity IRR." Other possible, but less likely, mechanisms include: 3. increase the loan tenor 4. decrease the interest rate
Note on S401: Note: The cost of (or even need for) a gearbox replacement is difficult to assess, given that costs are attributable to an item that would be purchased more than 10 years from commercial operation. The input placed in this cell must be in nominal dollars -- reflecting the expected cost of the equipment in the year replaced. Funds sufficient to pay for this replacement are then reserved through operations in equal amounts until the year in which the replacement occurs. Note: This model assumes that future equipment purchases, such as gearboxes or blades, will be depreciated on 5-yr MACRS basis. Input must be greater than or equal to zero.
Note on I402: Note: The annual Debt Service Coverage Ratio is calculated by dividing the sum of the annual principal and interest payment into that year's operating cash flow. Lenders will require the DSCR to demonstrate the project's ability to easily meet its annual debt service obligation. Average DSCRs over the life of the loan typically range from 1.2 to 1.5 for private, commercially financed projects, or from 1.1 to 1.3 for publicly owned, bond-financed projects - depending on the level of reserves, or other surety, provided. The annual minimum DSCR will depend on the specific terms of the loan and the probability-weighting of the production estimate, but will likely be in the range of 1.0 to 1.3. This input must be greater than 1.
Note on S402: Note: In the case of wind energy projects, one of the major hardware components is the gearbox. Gearboxes are typically warrantied for several years, and a measurable percentage may be expected to fail after approximately 7 to 12 years of operation. One or more blade replacement may also be necessary, at approxiamtely year 15. These input cells allow for assumptions regarding one or more gearbox, blade or other replacements over a project's useful life. Caution: Modelers should take into account the assumed contract duration and the project's useful life when considering whether to assume equipment replacements in the latter years of this analysis. Inputs should be greater than zero and less than the Project Useful Life.
Note on I403: Note: If "#N/A" appears, F9 should be pressed until the calculated COE achieves it's final value.
Note on S403: Note: The cost of (or even need for) a gearbox replacement is difficult to assess, given that costs are attributable to an item that would be purchased more than 10 years from commercial operation. The input placed in this cell must be in nominal dollars -- reflecting the expected cost of the equipment in the year replaced. Funds sufficient to pay for this replacement are then reserved through operations in equal amounts until the year in which the replacement occurs. Note: This model assumes that future equipment purchases, such as gearboxes or blades, will be depreciated on 5-yr MACRS basis. Input must be greater than or equal to zero.
Note on I404: Note: This cell checks that the average debt service coverage ratio exceeds the user-defined minimum during the period for which debt is outstanding (see note in DSCR cell for definition and rationale for DSCR). If the test "fails", the user must choose from one of several options in order to cure this deficiency (the extent to which these options are available will be specific to each project): 1. reduce the amount of project level debt, 2. increase the feed-in tariff rate in order to generate cash flow sufficient to meet the bank's assumed coverage requirement. In the CREST model, this is done by manually increasing the "Target After-Tax Equity IRR." Other possible, but less likely, mechanisms include: 3. increase the loan tenor 4. decrease the interest rate
Note on I405: Note: The portion of total project cost funded from equity investors. This cell is a calculation and not an input. It is calculated as 100% minus the "% Debt" entered above.
Note on P405: See "unit" definitions at the bottom of this worksheet.
Note on I406: Note: The target after-tax equity IRR is the equity investor's cost of capital -- or "discount rate" -- and is the minimum rate of return that the project owner will seek to attain in order to justify the project compared to alternative investments. The user should be explicit in his or her assumption regarding the term over which the target after-tax IRR is assumed to be realized. For example, the user could elect to align the return requirement with the tariff payment duration. In this case, the project useful life should be set equal to the tariff duration in order to calculate the COE associated with the target IRR over that period of time. In a second example, the user could elect to align the return requirement with the project's useful life. In this case, the user can either assume a tariff duration equal to the project life, or assume market-based revenue for the period after the tariff and before the end of the assumed project useful life. This input cannot be less than zero. If a project is expected to be funded either by a pool of corporate funds or back-leveraged after commercial operation, the user might elect to enter 0% in the "% Debt" cell and enter a weighted average cost of capital (WACC) in the "Target After-Tax Equity IRR" cell.
Note on I407: Note: The weighted average cost of capital combines the after-tax cost of both equity and debt in proportion to their use, and is calculated here for reference.
Note on S407: Note: In order to ensure that project owners have sufficient funds to decommission and remove equipment at the end of a project's life, many owners choose to create and fund a reserve account throughout the course of project. This input cell allows the modeler to choose whether to pay for project removal by creating and funding a reserve account over the project life by selecting "Operations" or to assume that a project's removal will be funded by selling the equipment, by selecting "Salvage".
Note on I408: Note: This cell represents the costs of both equity and debt due diligence (if applicable) and other transaction costs. Input cannot be less than zero.
Note on S408: Note: This input cell allows the user to assume the creation of a reserve account. The value entered here will be accounted for in the project's cash flow, and would be funded evenly over the number of years available between the project's commercial operation and the end of its useful life. Input cannot be less than zero.
Note on P410: See "unit" definitions at the bottom of this worksheet.
Note on I411: NOTE: The "sources of funding" cells summarize the amount of capital contributed from equity, debt and grants, if applicable. The sum is the same at the project's "Total Installed Cost."
Note on I412: NOTE: The "sources of funding" cells summarize the amount of capital contributed from equity, debt and grants, if applicable. The sum is the same as the project's "Total Installed Cost."
Note on S412: Note: Lenders typically require the project owner to establish a reserve account prior to the commencement of operations to ensure that loan repayments occur in full and on time even if the project has insufficient operating cash flow in a specific period due to lower than expected production, higher costs, or both. The size of the reserve account is typically equal to 6 months of debt service obligation. Input cannot be less than zero.
Note on I413: NOTE: The "sources of funding" cells summarize the amount of capital contributed from equity, debt and grants, if applicable. The sum is the same as the project's "Total Installed Cost." As previously described, this value excludes the ITC Cash Grant, which must be financed prior to commercial operation.
Note on S413: Note: Calculated value based on the # months of required reserve and the capital structure and associated periodic debt obligation.
Note on I414: NOTE: The "sources of funding" cells summarize the amount of capital contributed from equity, debt and grants, if applicable. The sum is the same as the project's "Total Installed Cost."
Note on S415: Note: Lenders typically require the project owner to establish a reserve account prior to the commencement of operations to ensure that all O&M expenses can be met even if the project has insufficient operating cash flow in a specific period due to lower than expected production, higher costs, or both. The size of the reserve account is typically 3 to 6 months of O&M expenses, and includes all categories of O&M expenses. Input cannot be less than zero.
Note on F416: See "unit" definitions at the bottom of this worksheet.
Note on S416: Note: Calculated value based on the # months of required reserve and all annual operating expenses.
Note on I417: Note: Defines whether the project owner is a taxable or non-taxable entity. This determines the treatment of income taxes and other tax-related items.
Note on S417: Note: Unused reserves earn interest at this rate. Input cannot be less than zero.
Note on I418: Note: Defines the project's federal income tax rate, if applicable. Input cannot be less than zero.
Note on I419: Note: Defines whether depreciation and PTC benefits are monetized in the period in which they are generated ("as generated" option) or whether these benefits must be delayed until the project has sufficient tax liability to use these benefits without relying on a 3rd-party investor with tax liability external to the project ("carried forward" method).
Note on I420: Note: Defines the project's state income tax rate, if applicable. Input cannot be less than zero.
Note on S420: Note: To qualify for Bonus Depreciation the property must have a recovery period of 20 years or less (under normal federal tax depreciation rules), and the project must commence operation in the year in which bonus depreciation is in effect and under the ownership of the entity claiming the deduction. For qualifying projects, the owner is entitled to deduct 50% of the adjusted basis of the property during the tax year the property is first placed in service. The remaining 50% of the adjusted basis of the property is depreciated over the ordinary MACRS depreciation schedule. The bonus depreciation rules do not override the depreciation limit applicable to projects qualifying for the federal ITC. Before calculating depreciation for such a project, including any bonus depreciation, the adjusted basis of the project must be reduced by one-half of the amount of the ITC for which the project qualifies.
Note on I421: Note: Defines whether depreciation and PTC benefits are monetized in the period in which they are generated ("as generated" option) or whether these benefits must be delayed until the project has sufficient tax liability to use these benefits without relying on a 3rd-party investor with tax liability external to the project ("carried forward" method).
Note on P421: Jason Gifford: The Consolidated Appropriations Act, signed in December 2015, extended the "placed in service" deadline for bonus depreciation. Equipment placed in service before January 1, 2018 can qualify for 50% bonus depreciation. Equipment placed in service during 2018 can qualify for 40% bonus depreciation. And equipment placed in service during 2019 can qualify for 30% bonus depreciation.
Note on S421: Note: This input allows the user to define the bonus depreciation % applied in Year 1, if applicable. Historically, federal bonus depreciation has been 50% of the eligible cost basis (after taking into account reductions in such cost basis for the ITC, if applicable). Input cannot be less than zero.
Note on I422: Note: Takes into account the interaction between federal and state tax rates. This is a calculated value.
Note on I423: Note: Depreciation accounts for the "use" of equipment for tax purposes. The depreciation inputs are provided in the table to the right and on the Complex Capital Costs tab when this option is selected.
Note on AB424: Note: When the "Simple" capital cost option is selected, the depreciation of total project costs is divided among the classifications using this row. The depreciation options associated with other levels of cost detail will be hidden. This row must sum to 100%.
Note on AB425: Note: When the "Intermediate" capital cost option is selected, the allocation of the specified cost category across the depreciation classifications is done using this row. The depreciation options associated with other levels of cost detail will be hidden. This row must sum to 100%.
Note on AB426: Note: When the "Intermediate" capital cost option is selected, the allocation of the specified cost category across the depreciation classifications is done using this row. The depreciation options associated with other levels of cost detail will be hidden. This row must sum to 100%.
Note on AB427: Note: When the "Intermediate" capital cost option is selected, the allocation of the specified cost category across the depreciation classifications is done using this row. The depreciation options associated with other levels of cost detail will be hidden. This row must sum to 100%.
Note on AB428: Note: When the "Intermediate" capital cost option is selected, the allocation of the specified cost category across the depreciation classifications is done using this row. The depreciation options associated with other levels of cost detail will be hidden. This row must sum to 100%.
Note on AB429: Note: When the "Intermediate" capital cost option is selected, the allocation of the specified cost category across the depreciation classifications is done using this row. The depreciation options associated with other levels of cost detail will be hidden. This row must sum to 100%.
Note on AB430: Note: When the "Complex" capital cost option is selected, each line items is assigned its own depreciation classification using a drop-down menu on the Complex Capital Costs tab.
Note on C435: The "Check" column evaluates whether or not values have been enterred in all required fields. Green denotes an accepted entry in a required field or a calculation for which the minimum required precedents have been satisfied. Red denotes the absence of an entry in a required field, or a calculation for which the minimum required precendents have NOT been satisfied. Please note that while the "Check" column ensures the population of all required fields, this column does NOT validate the magnitude of such entries. It is the model user's responsibility to provide inputs which accurately represent the project being modeled. In some cases, a range of typical values for a specified input are provided in that input's "Notes" cell.
Note on I435: Each cell in the "Notes" column provides a brief description of the input in the corresponding row, its application within the model, and (in some cases) the range of values that might be expected to populate that input cell. It is the model user's responsibility, however, to research and validate the applicability of, and appropriate value for, each input.
Note on M435: The "Check" column evaluates whether or not values have been enterred in all required fields. Green denotes an accepted entry in a required field or a calculation for which the minimum required precedents have been satisfied. Red denotes the absence of an entry in a required field, or a calculation for which the minimum required precendents have NOT been satisfied. Please note that while the "Check" column ensures the population of all required fields, this column does NOT validate the magnitude of such entries. It is the model user's responsibility to provide inputs which accurately represent the project being modeled. In some cases, a range of typical values for a specified input are provided in that input's "Notes" cell.
Note on S435: Each cell in the "Notes" column provides a brief description of the input in the corresponding row, its application within the model, and (in some cases) the range of values that might be expected to populate that input cell. It is the model user's responsibility, however, to research and validate the applicability of, and appropriate value for, each input.
Note on F437: See "unit" definitions at the bottom of this worksheet.
Note on P437: See "unit" definitions at the bottom of this worksheet.
Note on I438: Note: This is the aggregate nameplate rating for the entire generating facility. Input must be greater than zero.
Note on S438: Note: The FIT contract length is the number of years for which the rate specified by this model is available. This term is established by policymakers and must be less than or equal to the project's useful life. The contract duration is also different than the debt tenor (if applicable), which is specified in the Permanent Financing section below.
Note on I439: Note: Capacity Factor is the % representation of the actual production vs. the theoretical maximum annual production of an energy project. This model requires the input of a Net Capacity Factor, meaning that the estimate of actual energy production should take into account all electricity losses (including those incurred between the generating facility and the contract delivery point), scheduled and unscheduled maintenance, forced outages, wake effects, icing, and any other factors that could reduce production. Wind projects typically have a capacity factor between 25% and 40% depending on region and site-specific topography. Input must be between 0% and 100%.
Note on S439: Note: This is the portion (%) of the tariff which is subject to annual escalation. Program administrators may determine that some or all of the tariff rate should be escalated to reflect the uncertainty associated with the future cost of owning and operating an electricity generating facility. This input is separate from the inflation assumed to apply to certain O&M expenses, which is provided as an input in the O&M section below. Input must be between 0% and 100%.
Note on I440: Note: This is a calculation, based on the system size and capacity factor provided above.
Note on S440: Note: To calculate a nominal levelized tariff rate, the "feed-in tariff escalation rate" field should be set to zero. Where applied, tariff rate escalation is intended to serve as a risk mitigating tool, at least partially protecting the project investor from the uncertainty associated with the future cost of owning and operating the renewable energy facility. The escalation rate can be used to assume a year over year increase in all, or a portion, of the per unit payment provided to eligible generators. This concept is separate from inflationary adjustments to future operating cost assumptions -- which are input below. This rate is applied annually. Note that in this model, calendar years and tariff years are aligned. Caution: A value must be entered into this cell in order for the model to function properly. The input can be positive or negative (if the FIT value decreases over time), and a typical value may fall between 0% and 5%.
Note on I441: Note: The natural aging of the mechanical components of a wind turbine generator may lead to a drop in turbine availability (or efficiency), and therefore production, over time. This input allows the user to model the potential for such degradation, which may be between 0% and 2% per year. If the modeled "Net Capacity Factor" is intented to take long-term average availability into account, then the user may wish to enter 0% in the Annual Production Degradation field. Input must be => 0%.
Note on I442: Note: The Project Useful Life is the number of years that the project is expected to be fully operational, reliably delivering electricity to the grid, and generating revenue. This concept is different from the FIT Contract Length, which is administratively determined by policymakers. These two values may be the same if a FIT contract is offered for the project's entire expected useful life. This approach is likely to generate the lowest tariff rate, while successfully attracting investors to renewable energy projects. The CREST model is built for a maximum Project Useful Life of 30 years. Input must be greater than 0 and less than or equal to 30.
Note on S442: Note: If the designated "FIT Contract Length" is less than the defined "Project Useful Life", then this grouping of inputs is used to calculate the project's market-based revenue during the period from FIT contract expiration to the end of the project's life.
Note on S443: Note: Selecting "Year One" forecasts the total market value of production based on an estimate of that value in the project's first year of commercial operation and a user-defined escalation rate. Selecting "Year-by-Year" enables the user to enter unique annual values for the period after the FIT expires and before the end of the project's useful life.
Note on F444: See "unit" definitions at the bottom of this worksheet.
Note on S444: Note: This is the combined (or "bundled") market value of energy + capacity + Renewable Energy Credtis (RECs) in the same year in which the project's first enters commercial operation. This input must be greater than zero.
Note on I445: Note: This model alllows the user to input system cost at 1 of 3 levels of detail: "simple", "intermediate" or "complex." Simple offers a single input in $/kW, Intermediate offers five cost subcategories in total dollars, and Complex offers line-by-line project costing with user-defined categories and costs per line-item. Select your preferred method and use the cells below to enter your cost information. If you choose the "Complex" option, you will need to follow the link below to the "Complex Capital Costs" tab.
Note on S445: Note: When the "Year One" forecast methodology is selected, this is the user-defined escalation rate at which the market value of production is expected to change. Input must be greater than zero.
Note on I446: Note: When "Simple" is selected in the Cost Level of Detail cell, this "Total Installed Cost" row represents the total expected all-in project cost, which should include all hardware, balance of plant, interconnection, design, construction, permitting, development (including developer fee), interest during construction and financing costs. This figure should not account for any tax incentives, grants, or other cash incentives, each of which will be addressed elsewhere in the model. This figure should, however, reflect any applicable sales tax or exemptions thereof. Input must be greater than zero.
Note on S446: Note: When "Year-by-Year" market value of production forecast is selected, this link brings the user to another worksheet on which unique annual values may be entered.
Note on I447: Note: "Generation Equipment" should include hardware such as the generator, blades and tower. Caution: the model assumes that if "Intermediate" is selected as the level of detail section, the "Generation Equipment" row must have a value greater than zero.
Note on I448: Note: Balance of Plant (also known as Balance of System) represents all infrastructure, site prep and labor supporting the installation of the generation equipment. BOP costs include foundations, mounting devices, other hardware, and labor not already accounted for in the "Generation Equipment" row. Input cannot be less than zero.
Note on P448: See "unit" definitions at the bottom of this worksheet.
Note on I449: Note: The "Interconnection" row should account for all project costs relating to connecting to the grid, such as the construction of transmission lines, permitting costs with the utility, and start-up costs. This category will also include the cost of a new substation, if necessary. Regulators wishing to explore the potential that interconnection costs may be recovered from ratepayers separately can elect to enter zeros in this cost category whenever "Intermediate" or "Complex" is selected. Input cannot be less than zero.
Note on S449: Note: This drop-down input cell allows the user to specify whether federal incentives are cost-based (e.g. an investment tax credit) or performance-based (e.g. a PTC). The magnitude and terms of these incentives are set in the cells below. For more information, a useful resource for researching federal and state incentives online is: http://dsireusa.org/ *See bottom of introduction page for a list of links
Note on E450: Jason Gifford: Converted to "admin cost" for community remote DG
Note on I450: Note: The "Development Costs" row should include all costs relating to project management, studies, engineering, permitting, contingencies, success fees, and other soft costs not accounted for elsewhere in the "Intermediate" cost breakdown. Input cannot be less than zero.
Note on S450: Note: Some renewable energy projects may be eligible to take advantagee of Federal incentives such as the Investment Tax Credit or a Treasury Grant. Information on eligibility for funding opportunities such as these is available online at: http://dsireusa.org/incentives/incentive.cfm?Incentive_Code=US02F&re=1&ee=1 *See bottom of introduction page for a list of links
Note on I451: Note: The "Reserves & Financing Costs" row accounts for all costs relating to financing, such as lender fees, closing costs, legal fees, interest during construction, due diligence costs, and any other relevant, financing relating costs. The model calculates this field by aggregating G22 through G25, G51, G54, G63, G66, Q57 and Q60.
Note on S451: NOTE: The maximum potential Investment Tax Credit (ITC) benefit is assumed to be 30% of those project costs which are depreciable on the 5-year MACRS schedule. This 'eligible costs' assumption is purposefully simplified for this analysis. Project costs depreciated on other bases may also be eligible for the ITC. Developers should consult with tax counsel for project-specific depreciation and ITC treatment of each project cost.
Note on I452: Note: If you wish to enter your project costs under the "Complex" format, select Complex from the drop-down menu and use the link to the left to access additional worksheets which provide the opportunitiy to add significant, additional detail on project costs. Once complete, the model will roll up the detailed costs and populate this row with the resultant final project cost.
Note on S452: NOTE: As a tax credit, the ITC is only usable by project owners with positive federal income tax liability. In cases where the owner's tax liability in the calendar year of the project's first commercial operation exceeds the ITC amount, the user may enter 100% in this field and assume full utilization of the ITC. If the owner's tax liability is less than the available ITC, the user may either enter a % value less than 100% or select the "carried forward" method in the "Tax Benefits used as generated or carried forward?" cell. Input must be between 0% and 100%.
Note on I453: Note: The total system cost is a calculation, based on the level of detail selected and the assocated inputs.
Note on S453: Note: Calculates the dollar value of the Investment Tax Credit or Cash Grant, if applicable.
Note on I454: Note: Calculation based on the total system cost in the cell above and the system size reported. Typical costs (as of 2010) fall between $2,000/kW and $3,000/kW.
Note on S454: Note: This input cell, the "Performance Based Incentive" or "PBI" is another potential incentive available to some specific projects. The PBI would be separate from a feed-in-tariff, but acts similarly in that it is per unit of production (typically kWh) income to a project. Some examples of PBIs include the Federal Production Tax Credit (applicable to private projects with tax appetites) and the Federal Renewable Energy Production Incentive (REPI), historically available to some public projects.
Note on I455: Note: This cell calculates the total of all applicable grants, excluding the payment in lieu of the Federal ITC (also known as the ITC Cash Grant, or Cash Grant), if applicable. The ITC Cash Grant is considered separately because unlike grants issued upfront and used to offset capital costs, the ITC Cash Grant is disbursed approxiamtely 60 days after the start of commercial operations and therefore becomes an integral part of the project's financing. Where grants are treated as taxable income, this cell calculates the after-tax impact on the total cost of the project.
Note on S455: Note: This cell denotes the value of the Performance Based Incentive applicable to the project's first year of commercial operation. In some cases, this value will need to be calculated external to the model if such PBI is derived from a "base year" and specified inflation index. The following cells can be used to account for inflation and the maximum term of eligibility. Input cannot be less than zero.
Note on I456: Note: Calculation of total project cost net applicable grants.
Note on S456: Note: This is the length of time that a project would be eligible for any Performance Based Incentives outlined in the cell immediately above. For example, the Federal Renewable Energy Production Incentive and Production Tax Credit incentives are available for the first 10 years of project operation. Input cannot be less than zero.
Note on I457: Note: Calculation, based on net project cost and total installed capacity.
Note on S457: Note: Performance Based Incentives are often adjusted to account for inflation. For example, the Federal Production Tax Credit (PTC) is adjusted each year to account for changes in the GDP IPD index. This cell can be used as a proxy for the inflation that would apply to any PBI incentive entered above. This input cannot be left blank.
Note on S458: Note: In some cases, due to the nature of the requirements of some Performance Based Incentive programs, project owners are unable to maximize the full revenue stream of the incentive. For example, in the case of the Federal Production Tax Credit (PTC), the project owner may not have sufficienct tax appetite to fully utilize the tax credits. This input cell would allow the modeler to account for the owner's inability to fully utilize the PTC and/or the reduction of the PTC (a "haircut") due to the presence of subsidized (below market interest rate) financing. Incentive "availability" will likely be a factor if this cell is being used to model the cash-based Renewable Energy Production Incentive (REPI). The REPI program has historically been underfunded; available monies are allocated pro rata among eligible projects. In this case, the value entered in this cell should reflect the user's expectation of the fraction of the face value REPI payment that will be available over the applicable incentive term. Input must be between 0% to 100%.
Note on F459: See "unit" definitions at the bottom of this worksheet.
Note on S459: Note: Defines whether depreciation and PTC benefits are monetized in the period in which they are generated ("as generated" option) or whether these benefits must be delayed until the project has sufficient tax liability to use these benefits without relying on a 3rd-party investor with tax liability external to the project ("carried forward" method).
Note on I460: Note: Select either "Simple" or "Intermediate" O&M expense detail using the drop-down menu to the right.
Note on I461: Note: If "Simple" is selected in the cell above, then this input should reflect the total expected fixed cost of project operations and maintenance, in $/kW-yr. This includes the insurance, project management, property tax (or payment in lieu thereof), land lease, and royalty expenses which would have been broken out separately in the "Intermediate" case. Other labor and spare parts should also be included in this estimate. If the user has obtained O&M expense estimates from a third-party, it is critical to understand which costs have been included. If the user is not certain that all of the above-listed expenses are included in the fixed cost estimate, then the "Intermediate" approach should be used and these expenses should be entered separately. If "Intermediate" is selected, then this input should reflect the expected annual fixed O&M cost before taking into account the additional listed expenses, which are entered below. In all cases, fixed O&M would include - among others - the ongoing cost of obtaining daily, weekly or monthly production estimates based on weather and other factors. Input value must be greater than zero.
Note on S461: Note: Some renewable energy projects may be eligible for other federal grants as well, such as funding from the U.S. Department of Agriculture. This input cell can be used to capture those funding opportunities, some of which are outlined online at: http://dsireusa.org/incentives/index.cfm?state=us&re=1&EE=1 *See bottom of introduction page for a list of links Input cannot be less than zero.
Note on I462: Note: This cell provides the user with the option of accounting for O&M expenses (such as labor and spare parts) which are more easily estimated and modeled on a variable, cents per kWh basis. If "Simple" is selected above, then this cell should also take into account variable costs, such as royalties, if such annual expenses are not already accounted for in the fixed cost input above. Input cannot be less than zero.
Note on S462: Note: Select here whether federal grants (other than the section 1603 payment in lieu of the ITC/PTC) are treated as taxable income. If no, depreciation basis is reduced.
Note on I463: Note: This inflation rate applies to both fixed and variable O&M expense, insurance, and project management costs entered above, if applicable. The model allows the user to specify an inflation assumption for an "initial period" and a second inflation assumption "thereafter." These inputs can be used to account for inflation which might be fixed during an initial O&M service contract, but are unknown thereafter. The final year of the "initial period" is user-defined (e.g. final year of an O&M service contract). The purpose of this feature is also to recognize that inflationary trends may change over time, or that some projects may not expect inflation of O&M expenses for the first several years, but may expect inflation thereafter. This inflation rate does not apply to PILOT or Royalty costs. Input cannot be less than zero.
Note on I464: Note: This feature allows the user to assume that the rate at which expenses change over time is not constant. This cell provides the year in which the first inflation period ends. Input cannot be less than zero.
Note on P464: See "unit" definitions at the bottom of this worksheet.
Note on I465: Note: This cell provides the inflation rate for the remainder of the project's useful life. Input must be greater than zero.
Note on S465: Note: This drop-down input cell allows the user to specify whether state incentives are cost-based (e.g. an investment tax credit) or performance-based (e.g. a PTC or cash payment). If no state incentive is available or useable by the modeled project, the user will select "Neither." The magnitude and terms of these incentives are set in the cells below. For more information, a useful resource for researching federal and state incentives online is: http://dsireusa.org/ *See bottom of introduction page for a list of links
Note on I466: Note: Project owners, or hosts, are required to carry insurance. This input accounts for the estimated cost of insuring the modeled power generating facility. Input cannot be less than zero.
Note on S466: NOTE: The maximum potential Investment Tax Credit (ITC) benefit is assumed to be 30% of those project costs which are depreciable on the 5-year MACRS schedule.
Note on I467: Note: This cell calculates the resulting dollar value cost of insurance based on the input above and the project installed cost (net of financing costs). It is provided simply as a reference for the user.
Note on S467: NOTE: As a tax credit, the ITC is only usable by project owners with positive federal income tax liability. In cases where the owner's tax liability in the calendar year of the project's first commercial operation exceeds the ITC amount, the user may enter 100% in this field and assume full utilization of the ITC. If the owner's tax liability is less than the available ITC, a % less than 100% must be entered in order to represent a less efficient utilization of this federal tax incentive. Input must be betwee 0% and 100%.
Note on I468: Note: "Project Management" accounts for the cost of staff time related to managing the project's Power Purchase Agreements, grid integration, and periodic reporting to the system operator and policymakers. Input cannot be less than zero.
Note on S468: Note: Specifies whether the available ITC is realized in a single year or over multiple years. This input will be specified by state-specific law or regulation. A good resource on available state incentives is: http://dsireusa.org/ *See bottom of introduction page for a list of links Input must be greater than 1 and less than the Project Useful Life.
Note on I469: Note: "Property Tax or PILOT" accounts for costs associated with any local taxes incurred by the project. Many states offer tax exemptions for renewable energy systems; to check your local applicability, please visit: http://dsireusa.org/ This line can also be used to account for any PILOTs or Payment in Leiu of Taxes. Developers often negotiate a PILOT with the local community to secure a fixed, predictable payment that serves both parties appropriately. This model allows the user to input a year-one Property Tax or PILOT value along with an annual property tax adjsutment factor (see next cell down). As a result, taxes can be modeled as flat, increasing, or decreasing annually depending on the value entered in the adjustment factor cell below. Input cannot be less than zero.
Note on S469: Note: Calculates the dollar value of the State Investment Tax Credit, if applicable.
Note on I470: Note: The Annual Property Tax Adjustment Factor allows the user to specify whether the Year One tax (or PILOT) value will remain fixed and flat, will decrease (a negative percentage value entered in this cell) or increase (a positive percentage value entered in this cell) over time.
Note on S470: Note: This input cell, the "Performance Based Incentive" or "PBI" is another potential incentive available to some specific projects. The PBI would be separate from a feed-in-tariff, but acts similarly in that it is per unit of production (typically kWh) income to a project. Some examples of PBIs include the Federal Production Tax Credit (applicable to private projects with tax appetites) and the Federal Renewable Energy Production Incentive (REPI), historically available to some public projects.
Note on I471: Note: The Land Lease input represents fixed payments to the site host (and possibly other affected parties) for the use of the land on which the project is located. Variable royalty payments may be applied in addition to, or in lieu of, the land lease payment through the "Royalties" input below, if applicable. Input cannot be less than zero.
Note on S471: Note: Impacts tax treatment of PBI if owner is a taxable entity.
Note on I472: Note: The royalties input accounts for variable payments to site hosts, neighbors, partners, or other parties which may have a stake in the project and which are NOT covered by the fixed "Land Lease" payment. Fixed payments may be applied in addition to, or in lieu of, the royalty payment through the "Land Lease" input above, if applicable. Inflation is NOT applied to this input. However, if tariff escalation is selected, then the assumed royalty payment will increase over time since it is calculated as a function of revenue over time. If the modeled project's royalty payments are not the same over time, then an average annual royalty payment should be calculated externally and entered in this cell. This input cannot be less than zero.
Note on S472: Note: This cell denotes the value of the Performance Based Incentive applicable to the project's first year of commercial operation. In some cases, this value will need to be calculated external to the model if such PBI is derived from a "base year" and specified inflation index. The following cells can be used to account for inflation and the maximum term of eligibility. Input cannot be less than zero.
Note on I473: Note: This cell calculates the resulting dollar value cost of royalties paid to landowners or other stakeholders based on the input above and project revenue. It is provided simply as a reference for the user.
Note on S473: Note: This is the length of time that a project would be eligible for any Performance Based Incentives outlined in the cell immediately above. For example, the Federal Renewable Energy Production Incentive and Production Tax Credit incentives are available for the first 10 years of project operation. Input cannot be less than zero.
Note on S474: Note: Performance Based Incentives are often adjusted to account for inflation. For example, the Federal Production Tax Credit (PTC) is adjusted each year to account for changes in the GDP IPD index. This cell can be used as a proxy for the inflation that would apply to any PBI incentive entered above. This input cannot be left blank.
Note on F475: See "unit" definitions at the bottom of this worksheet.
Note on S475: Note: In some cases, due to the nature of the requirements of some Performance Based Incentive programs, project owners are unable to maximize the full revenue stream of the incentive. For example, in the case of the Federal Production Tax Credit (PTC), the project owner may not have sufficienct tax appetite to fully utilize the tax credits. This input cell would allow the modeler to account for the owner's inability to fully utilize the PTC and/or the reduction of the PTC (a "haircut") due to the presence of subsidized (below market interest rate) financing. Input must be between 0% and 100%.
Note on I476: Note: The # of months from construction start to commercial operation. This input cannot be less than zero.
Note on S476: Note: Defines whether depreciation and PTC benefits are monetized in the period in which they are generated ("as generated" option), or whether these benefits must be delayed until the project has sufficient tax liability to use these benefits without relying on a 3rd-party investor with tax liability external to the project ("carried forward" method).
Note on I477: Note: The annual interest rate on construction debt. This input cannot be less than zero.
Note on I478: Note: A calculated value showing the interest accrued during the construction period. Rather than requiring the user to define a detailed construction draw-down schedule, this calculation makes the simplifying assumption that the total project cost is spent in equal parts in each month of the construction period. IDC is calculated on total project cost, assuming that any grants are collected after construction financing is repaid at time of permanent financing. This cell is only used with the "Intermediate" and "Complex" capital cost options. The "Simple" capital cost option assumes that all project costs, including IDC, are included in the single input.
Note on S478: Note: Include here the total dollar value of any state-specific cash grants or rebates. Input cannot be less than zero.
Note on S479: Note: Select here whether state grants are treated as taxable income. If no, depreciation basis is reduced.
Note on F480: See "unit" definitions at the bottom of this worksheet.
Note on I481: Note: For ease of use and comprehension by a wide range of stakeholders, this model allows the user to define the capital structure, and relies on mortgage-style amortization of the project debt. The "% Debt" input specifies the portion of funds borrowed, as a percentage of the total "hard costs." Equity is assumed to fund the remaining hard costs PLUS all "soft costs" (e.g. transaction costs and funding of initial reserve accounts, if applicable). This input cannot be less than zero. Where maximum sustainable leverage is desired, the user must manually adjust the "% Debt" entry upward to the highest point before the DSCRs no longer "Pass." If a specific % Debt is desired, and such % is higher than the maximum sustainable debt (such that it causes the DSCR to "Fail"), then the user must define the % Debt and then manually adjust the "Target After-Tax Equity IRR" upward until the DSCRs are met. The user should take note that when leverage becomes very high (and the corresponding equity contribution low), the "Target After-Tax Equity IRR" will need to be adjusted to levels exceeding typical commercial returns in order to maintain the DSCR ratio on such high debt levels. For this reason, it is not recommended that users solve for the COE associated with a % Debt that is beyond the maximum sustainable leverage. If a project is expected to be funded either by a pool of corporate funds or back-leveraged after commercial operation, the user might elect to enter 0% in the "% Debt" cell and enter a weighted average cost of capital (WACC) in the "Target After-Tax Equity IRR" cell.
Note on I482: Note: Debt "tenor" (also casually referred to as "term"), is the number of years in the debt repayment schedule. Caution: If the project will utilize debt, this value must be greater than zero but less than or equal to the total FIT contract duration.
Note on S482: Note: In the case of wind energy projects, one of the major hardware components is the gearbox. Gearboxes are typically warrantied for several years, and a measurable percentage may be expected to fail after approximately 7 to 12 years of operation. One or more blade replacement may also be necessary, at approxiamtely year 15. These input cells allow for assumptions regarding one or more gearbox, blade or other replacements over a project's useful life. Caution: Modelers should take into account the assumed contract duration and the project's useful life when considering whether to assume equipment replacements in the latter years of this analysis. Inputs should be greater than zero and less than the Project Useful Life.
Note on I483: Note: The all-in interest rate is the financing rate provided by the bank or other debt investor. This input cannot be less than zero.
Note on S483: Note: The cost of (or even need for) a gearbox replacement is difficult to assess, given that costs are attributable to an item that would be purchased more than 10 years from commercial operation. The input placed in this cell must be in nominal dollars -- reflecting the expected cost of the equipment in the year replaced. Funds sufficient to pay for this replacement are then reserved through operations in equal amounts until the year in which the replacement occurs. Note: This model assumes that future equipment purchases, such as gearboxes or blades, will be depreciated on 5-yr MACRS basis. Input must be greater than or equal to zero.
Note on I484: Note: A one-time fee collected by the lender and calculated as a % of the total loan amount. This value is typically between 1% and 4%. This input cannot be less than zero.
Note on S484: Note: In the case of wind energy projects, one of the major hardware components is the gearbox. Gearboxes are typically warrantied for several years, and a measurable percentage may be expected to fail after approximately 7 to 12 years of operation. One or more blade replacement may also be necessary, at approxiamtely year 15. These input cells allow for assumptions regarding one or more gearbox, blade or other replacements over a project's useful life. Caution: Modelers should take into account the assumed contract duration and the project's useful life when considering whether to assume equipment replacements in the latter years of this analysis. Inputs should be greater than zero and less than the Project Useful Life.
Note on I485: Note: The annual Debt Service Coverage Ratio is calculated by dividing the sum of the annual principal and interest payment into that year's operating cash flow. Lenders will require the DSCR to demonstrate the project's ability to easily meet its annual debt service obligation. Average DSCRs over the life of the loan typically range from 1.2 to 1.5 for private, commercially financed projects, or from 1.1 to 1.3 for publicly owned, bond-financed projects - depending on the level of reserves, or other surety, provided. The annual minimum DSCR will depend on the specific terms of the loan and the probability-weighting of the production estimate, but will likely be in the range of 1.0 to 1.3. This input must be greater than 1.
Note on S485: Note: The cost of (or even need for) a gearbox replacement is difficult to assess, given that costs are attributable to an item that would be purchased more than 10 years from commercial operation. The input placed in this cell must be in nominal dollars -- reflecting the expected cost of the equipment in the year replaced. Funds sufficient to pay for this replacement are then reserved through operations in equal amounts until the year in which the replacement occurs. Note: This model assumes that future equipment purchases, such as gearboxes or blades, will be depreciated on 5-yr MACRS basis. Input must be greater than or equal to zero.
Note on I486: Note: If "#N/A" appears, F9 should be pressed until the calculated COE achieves it's final value.
Note on S486: Note: In the case of wind energy projects, one of the major hardware components is the gearbox. Gearboxes are typically warrantied for several years, and a measurable percentage may be expected to fail after approximately 7 to 12 years of operation. One or more blade replacement may also be necessary, at approxiamtely year 15. These input cells allow for assumptions regarding one or more gearbox, blade or other replacements over a project's useful life. Caution: Modelers should take into account the assumed contract duration and the project's useful life when considering whether to assume equipment replacements in the latter years of this analysis. Inputs should be greater than zero and less than the Project Useful Life.
Note on I487: Note: This cell checks that the debt service coverage ratio exceeds the user-defined minimum in each operating year (see note in DSCR cell for definition and rationale for DSCR). If the test "fails", the user must choose from one of several options in order to cure this deficiency (the extent to which these options are available will be specific to each project): 1. reduce the amount of project level debt, 2. increase the feed-in tariff rate in order to generate cash flow sufficient to meet the bank's assumed coverage requirement. In the CREST model, this is done by manually increasing the "Target After-Tax Equity IRR." Other possible, but less likely, mechanisms include: 3. increase the loan tenor 4. decrease the interest rate
Note on S487: Note: The cost of (or even need for) a gearbox replacement is difficult to assess, given that costs are attributable to an item that would be purchased more than 10 years from commercial operation. The input placed in this cell must be in nominal dollars -- reflecting the expected cost of the equipment in the year replaced. Funds sufficient to pay for this replacement are then reserved through operations in equal amounts until the year in which the replacement occurs. Note: This model assumes that future equipment purchases, such as gearboxes or blades, will be depreciated on 5-yr MACRS basis. Input must be greater than or equal to zero.
Note on I488: Note: The annual Debt Service Coverage Ratio is calculated by dividing the sum of the annual principal and interest payment into that year's operating cash flow. Lenders will require the DSCR to demonstrate the project's ability to easily meet its annual debt service obligation. Average DSCRs over the life of the loan typically range from 1.2 to 1.5 for private, commercially financed projects, or from 1.1 to 1.3 for publicly owned, bond-financed projects - depending on the level of reserves, or other surety, provided. The annual minimum DSCR will depend on the specific terms of the loan and the probability-weighting of the production estimate, but will likely be in the range of 1.0 to 1.3. This input must be greater than 1.
Note on S488: Note: In the case of wind energy projects, one of the major hardware components is the gearbox. Gearboxes are typically warrantied for several years, and a measurable percentage may be expected to fail after approximately 7 to 12 years of operation. One or more blade replacement may also be necessary, at approxiamtely year 15. These input cells allow for assumptions regarding one or more gearbox, blade or other replacements over a project's useful life. Caution: Modelers should take into account the assumed contract duration and the project's useful life when considering whether to assume equipment replacements in the latter years of this analysis. Inputs should be greater than zero and less than the Project Useful Life.
Note on I489: Note: If "#N/A" appears, F9 should be pressed until the calculated COE achieves it's final value.
Note on S489: Note: The cost of (or even need for) a gearbox replacement is difficult to assess, given that costs are attributable to an item that would be purchased more than 10 years from commercial operation. The input placed in this cell must be in nominal dollars -- reflecting the expected cost of the equipment in the year replaced. Funds sufficient to pay for this replacement are then reserved through operations in equal amounts until the year in which the replacement occurs. Note: This model assumes that future equipment purchases, such as gearboxes or blades, will be depreciated on 5-yr MACRS basis. Input must be greater than or equal to zero.
Note on I490: Note: This cell checks that the average debt service coverage ratio exceeds the user-defined minimum during the period for which debt is outstanding (see note in DSCR cell for definition and rationale for DSCR). If the test "fails", the user must choose from one of several options in order to cure this deficiency (the extent to which these options are available will be specific to each project): 1. reduce the amount of project level debt, 2. increase the feed-in tariff rate in order to generate cash flow sufficient to meet the bank's assumed coverage requirement. In the CREST model, this is done by manually increasing the "Target After-Tax Equity IRR." Other possible, but less likely, mechanisms include: 3. increase the loan tenor 4. decrease the interest rate
Note on I491: Note: The portion of total project cost funded from equity investors. This cell is a calculation and not an input. It is calculated as 100% minus the "% Debt" entered above.
Note on P491: See "unit" definitions at the bottom of this worksheet.
Note on I492: Note: The target after-tax equity IRR is the equity investor's cost of capital -- or "discount rate" -- and is the minimum rate of return that the project owner will seek to attain in order to justify the project compared to alternative investments. The user should be explicit in his or her assumption regarding the term over which the target after-tax IRR is assumed to be realized. For example, the user could elect to align the return requirement with the tariff payment duration. In this case, the project useful life should be set equal to the tariff duration in order to calculate the COE associated with the target IRR over that period of time. In a second example, the user could elect to align the return requirement with the project's useful life. In this case, the user can either assume a tariff duration equal to the project life, or assume market-based revenue for the period after the tariff and before the end of the assumed project useful life. This input cannot be less than zero. If a project is expected to be funded either by a pool of corporate funds or back-leveraged after commercial operation, the user might elect to enter 0% in the "% Debt" cell and enter a weighted average cost of capital (WACC) in the "Target After-Tax Equity IRR" cell.
Note on I493: Note: The weighted average cost of capital combines the after-tax cost of both equity and debt in proportion to their use, and is calculated here for reference.
Note on S493: Note: In order to ensure that project owners have sufficient funds to decommission and remove equipment at the end of a project's life, many owners choose to create and fund a reserve account throughout the course of project. This input cell allows the modeler to choose whether to pay for project removal by creating and funding a reserve account over the project life by selecting "Operations" or to assume that a project's removal will be funded by selling the equipment, by selecting "Salvage".
Note on I494: Note: This cell represents the costs of both equity and debt due diligence (if applicable) and other transaction costs. Input cannot be less than zero.
Note on S494: Note: This input cell allows the user to assume the creation of a reserve account. The value entered here will be accounted for in the project's cash flow, and would be funded evenly over the number of years available between the project's commercial operation and the end of its useful life. Input cannot be less than zero.
Note on P496: See "unit" definitions at the bottom of this worksheet.
Note on I497: NOTE: The "sources of funding" cells summarize the amount of capital contributed from equity, debt and grants, if applicable. The sum is the same at the project's "Total Installed Cost."
Note on I498: NOTE: The "sources of funding" cells summarize the amount of capital contributed from equity, debt and grants, if applicable. The sum is the same as the project's "Total Installed Cost."
Note on S498: Note: Lenders typically require the project owner to establish a reserve account prior to the commencement of operations to ensure that loan repayments occur in full and on time even if the project has insufficient operating cash flow in a specific period due to lower than expected production, higher costs, or both. The size of the reserve account is typically equal to 6 months of debt service obligation. Input cannot be less than zero.
Note on I499: NOTE: The "sources of funding" cells summarize the amount of capital contributed from equity, debt and grants, if applicable. The sum is the same as the project's "Total Installed Cost." As previously described, this value excludes the ITC Cash Grant, which must be financed prior to commercial operation.
Note on S499: Note: Calculated value based on the # months of required reserve and the capital structure and associated periodic debt obligation.
Note on I500: NOTE: The "sources of funding" cells summarize the amount of capital contributed from equity, debt and grants, if applicable. The sum is the same as the project's "Total Installed Cost."
Note on S501: Note: Lenders typically require the project owner to establish a reserve account prior to the commencement of operations to ensure that all O&M expenses can be met even if the project has insufficient operating cash flow in a specific period due to lower than expected production, higher costs, or both. The size of the reserve account is typically 3 to 6 months of O&M expenses, and includes all categories of O&M expenses. Input cannot be less than zero.
Note on F502: See "unit" definitions at the bottom of this worksheet.
Note on S502: Note: Calculated value based on the # months of required reserve and all annual operating expenses.
Note on I503: Note: Defines whether the project owner is a taxable or non-taxable entity. This determines the treatment of income taxes and other tax-related items.
Note on S503: Note: Unused reserves earn interest at this rate. Input cannot be less than zero.
Note on I504: Note: Defines the project's federal income tax rate, if applicable. Input cannot be less than zero.
Note on I505: Note: Defines whether depreciation and PTC benefits are monetized in the period in which they are generated ("as generated" option) or whether these benefits must be delayed until the project has sufficient tax liability to use these benefits without relying on a 3rd-party investor with tax liability external to the project ("carried forward" method).
Note on I506: Note: Defines the project's state income tax rate, if applicable. Input cannot be less than zero.
Note on S506: Note: To qualify for Bonus Depreciation the property must have a recovery period of 20 years or less (under normal federal tax depreciation rules), and the project must commence operation in the year in which bonus depreciation is in effect and under the ownership of the entity claiming the deduction. For qualifying projects, the owner is entitled to deduct 50% of the adjusted basis of the property during the tax year the property is first placed in service. The remaining 50% of the adjusted basis of the property is depreciated over the ordinary MACRS depreciation schedule. The bonus depreciation rules do not override the depreciation limit applicable to projects qualifying for the federal ITC. Before calculating depreciation for such a project, including any bonus depreciation, the adjusted basis of the project must be reduced by one-half of the amount of the ITC for which the project qualifies.
Note on I507: Note: Defines whether depreciation and PTC benefits are monetized in the period in which they are generated ("as generated" option) or whether these benefits must be delayed until the project has sufficient tax liability to use these benefits without relying on a 3rd-party investor with tax liability external to the project ("carried forward" method).
Note on P507: Jason Gifford: The Consolidated Appropriations Act, signed in December 2015, extended the "placed in service" deadline for bonus depreciation. Equipment placed in service before January 1, 2018 can qualify for 50% bonus depreciation. Equipment placed in service during 2018 can qualify for 40% bonus depreciation. And equipment placed in service during 2019 can qualify for 30% bonus depreciation.
Note on S507: Note: This input allows the user to define the bonus depreciation % applied in Year 1, if applicable. Historically, federal bonus depreciation has been 50% of the eligible cost basis (after taking into account reductions in such cost basis for the ITC, if applicable). Input cannot be less than zero.
Note on I508: Note: Takes into account the interaction between federal and state tax rates. This is a calculated value.
Note on I509: Note: Depreciation accounts for the "use" of equipment for tax purposes. The depreciation inputs are provided in the table to the right and on the Complex Capital Costs tab when this option is selected.
Note on AB510: Note: When the "Simple" capital cost option is selected, the depreciation of total project costs is divided among the classifications using this row. The depreciation options associated with other levels of cost detail will be hidden. This row must sum to 100%.
Note on AB511: Note: When the "Intermediate" capital cost option is selected, the allocation of the specified cost category across the depreciation classifications is done using this row. The depreciation options associated with other levels of cost detail will be hidden. This row must sum to 100%.
Note on AB512: Note: When the "Intermediate" capital cost option is selected, the allocation of the specified cost category across the depreciation classifications is done using this row. The depreciation options associated with other levels of cost detail will be hidden. This row must sum to 100%.
Note on AB513: Note: When the "Intermediate" capital cost option is selected, the allocation of the specified cost category across the depreciation classifications is done using this row. The depreciation options associated with other levels of cost detail will be hidden. This row must sum to 100%.
Note on AB514: Note: When the "Intermediate" capital cost option is selected, the allocation of the specified cost category across the depreciation classifications is done using this row. The depreciation options associated with other levels of cost detail will be hidden. This row must sum to 100%.
Note on AB515: Note: When the "Intermediate" capital cost option is selected, the allocation of the specified cost category across the depreciation classifications is done using this row. The depreciation options associated with other levels of cost detail will be hidden. This row must sum to 100%.
Note on AB516: Note: When the "Complex" capital cost option is selected, each line items is assigned its own depreciation classification using a drop-down menu on the Complex Capital Costs tab.
Note on C521: The "Check" column evaluates whether or not values have been enterred in all required fields. Green denotes an accepted entry in a required field or a calculation for which the minimum required precedents have been satisfied. Red denotes the absence of an entry in a required field, or a calculation for which the minimum required precendents have NOT been satisfied. Please note that while the "Check" column ensures the population of all required fields, this column does NOT validate the magnitude of such entries. It is the model user's responsibility to provide inputs which accurately represent the project being modeled. In some cases, a range of typical values for a specified input are provided in that input's "Notes" cell.
Note on I521: Each cell in the "Notes" column provides a brief description of the input in the corresponding row, its application within the model, and (in some cases) the range of values that might be expected to populate that input cell. It is the model user's responsibility, however, to research and validate the applicability of, and appropriate value for, each input.
Note on M521: The "Check" column evaluates whether or not values have been enterred in all required fields. Green denotes an accepted entry in a required field or a calculation for which the minimum required precedents have been satisfied. Red denotes the absence of an entry in a required field, or a calculation for which the minimum required precendents have NOT been satisfied. Please note that while the "Check" column ensures the population of all required fields, this column does NOT validate the magnitude of such entries. It is the model user's responsibility to provide inputs which accurately represent the project being modeled. In some cases, a range of typical values for a specified input are provided in that input's "Notes" cell.
Note on S521: Each cell in the "Notes" column provides a brief description of the input in the corresponding row, its application within the model, and (in some cases) the range of values that might be expected to populate that input cell. It is the model user's responsibility, however, to research and validate the applicability of, and appropriate value for, each input.
Note on F523: See "unit" definitions at the bottom of this worksheet.
Note on P523: See "unit" definitions at the bottom of this worksheet.
Note on I524: Note: This is the aggregate nameplate rating for the entire generating facility. Input must be greater than zero.
Note on S524: Note: The FIT contract length is the number of years for which the rate specified by this model is available. This term is established by policymakers and must be less than or equal to the project's useful life. The contract duration is also different than the debt tenor (if applicable), which is specified in the Permanent Financing section below.
Note on I525: Note: Capacity Factor is the % representation of the actual production vs. the theoretical maximum annual production of an energy project. This model requires the input of a Net Capacity Factor, meaning that the estimate of actual energy production should take into account all electricity losses (including those incurred between the generating facility and the contract delivery point), scheduled and unscheduled maintenance, forced outages, wake effects, icing, and any other factors that could reduce production. Wind projects typically have a capacity factor between 25% and 40% depending on region and site-specific topography. Input must be between 0% and 100%.
Note on S525: Note: This is the portion (%) of the tariff which is subject to annual escalation. Program administrators may determine that some or all of the tariff rate should be escalated to reflect the uncertainty associated with the future cost of owning and operating an electricity generating facility. This input is separate from the inflation assumed to apply to certain O&M expenses, which is provided as an input in the O&M section below. Input must be between 0% and 100%.
Note on I526: Note: This is a calculation, based on the system size and capacity factor provided above.
Note on S526: Note: To calculate a nominal levelized tariff rate, the "feed-in tariff escalation rate" field should be set to zero. Where applied, tariff rate escalation is intended to serve as a risk mitigating tool, at least partially protecting the project investor from the uncertainty associated with the future cost of owning and operating the renewable energy facility. The escalation rate can be used to assume a year over year increase in all, or a portion, of the per unit payment provided to eligible generators. This concept is separate from inflationary adjustments to future operating cost assumptions -- which are input below. This rate is applied annually. Note that in this model, calendar years and tariff years are aligned. Caution: A value must be entered into this cell in order for the model to function properly. The input can be positive or negative (if the FIT value decreases over time), and a typical value may fall between 0% and 5%.
Note on I527: Note: The natural aging of the mechanical components of a wind turbine generator may lead to a drop in turbine availability (or efficiency), and therefore production, over time. This input allows the user to model the potential for such degradation, which may be between 0% and 2% per year. If the modeled "Net Capacity Factor" is intented to take long-term average availability into account, then the user may wish to enter 0% in the Annual Production Degradation field. Input must be => 0%.
Note on I528: Note: The Project Useful Life is the number of years that the project is expected to be fully operational, reliably delivering electricity to the grid, and generating revenue. This concept is different from the FIT Contract Length, which is administratively determined by policymakers. These two values may be the same if a FIT contract is offered for the project's entire expected useful life. This approach is likely to generate the lowest tariff rate, while successfully attracting investors to renewable energy projects. The CREST model is built for a maximum Project Useful Life of 30 years. Input must be greater than 0 and less than or equal to 30.
Note on S528: Note: If the designated "FIT Contract Length" is less than the defined "Project Useful Life", then this grouping of inputs is used to calculate the project's market-based revenue during the period from FIT contract expiration to the end of the project's life.
Note on S529: Note: Selecting "Year One" forecasts the total market value of production based on an estimate of that value in the project's first year of commercial operation and a user-defined escalation rate. Selecting "Year-by-Year" enables the user to enter unique annual values for the period after the FIT expires and before the end of the project's useful life.
Note on F530: See "unit" definitions at the bottom of this worksheet.
Note on S530: Note: This is the combined (or "bundled") market value of energy + capacity + Renewable Energy Credtis (RECs) in the same year in which the project's first enters commercial operation. This input must be greater than zero.
Note on I531: Note: This model alllows the user to input system cost at 1 of 3 levels of detail: "simple", "intermediate" or "complex." Simple offers a single input in $/kW, Intermediate offers five cost subcategories in total dollars, and Complex offers line-by-line project costing with user-defined categories and costs per line-item. Select your preferred method and use the cells below to enter your cost information. If you choose the "Complex" option, you will need to follow the link below to the "Complex Capital Costs" tab.
Note on S531: Note: When the "Year One" forecast methodology is selected, this is the user-defined escalation rate at which the market value of production is expected to change. Input must be greater than zero.
Note on I532: Note: When "Simple" is selected in the Cost Level of Detail cell, this "Total Installed Cost" row represents the total expected all-in project cost, which should include all hardware, balance of plant, interconnection, design, construction, permitting, development (including developer fee), interest during construction and financing costs. This figure should not account for any tax incentives, grants, or other cash incentives, each of which will be addressed elsewhere in the model. This figure should, however, reflect any applicable sales tax or exemptions thereof. Input must be greater than zero.
Note on S532: Note: When "Year-by-Year" market value of production forecast is selected, this link brings the user to another worksheet on which unique annual values may be entered.
Note on I533: Note: "Generation Equipment" should include hardware such as the generator, blades and tower. Caution: the model assumes that if "Intermediate" is selected as the level of detail section, the "Generation Equipment" row must have a value greater than zero.
Note on I534: Note: Balance of Plant (also known as Balance of System) represents all infrastructure, site prep and labor supporting the installation of the generation equipment. BOP costs include foundations, mounting devices, other hardware, and labor not already accounted for in the "Generation Equipment" row. Input cannot be less than zero.
Note on P534: See "unit" definitions at the bottom of this worksheet.
Note on I535: Note: The "Interconnection" row should account for all project costs relating to connecting to the grid, such as the construction of transmission lines, permitting costs with the utility, and start-up costs. This category will also include the cost of a new substation, if necessary. Regulators wishing to explore the potential that interconnection costs may be recovered from ratepayers separately can elect to enter zeros in this cost category whenever "Intermediate" or "Complex" is selected. Input cannot be less than zero.
Note on S535: Note: This drop-down input cell allows the user to specify whether federal incentives are cost-based (e.g. an investment tax credit) or performance-based (e.g. a PTC). The magnitude and terms of these incentives are set in the cells below. For more information, a useful resource for researching federal and state incentives online is: http://dsireusa.org/ *See bottom of introduction page for a list of links
Note on E536: Jason Gifford: Converted to "admin cost" for community remote DG
Note on I536: Note: The "Development Costs" row should include all costs relating to project management, studies, engineering, permitting, contingencies, success fees, and other soft costs not accounted for elsewhere in the "Intermediate" cost breakdown. Input cannot be less than zero.
Note on S536: Note: Some renewable energy projects may be eligible to take advantagee of Federal incentives such as the Investment Tax Credit or a Treasury Grant. Information on eligibility for funding opportunities such as these is available online at: http://dsireusa.org/incentives/incentive.cfm?Incentive_Code=US02F&re=1&ee=1 *See bottom of introduction page for a list of links
Note on I537: Note: The "Reserves & Financing Costs" row accounts for all costs relating to financing, such as lender fees, closing costs, legal fees, interest during construction, due diligence costs, and any other relevant, financing relating costs. The model calculates this field by aggregating G22 through G25, G51, G54, G63, G66, Q57 and Q60.
Note on S537: NOTE: The maximum potential Investment Tax Credit (ITC) benefit is assumed to be 30% of those project costs which are depreciable on the 5-year MACRS schedule. This 'eligible costs' assumption is purposefully simplified for this analysis. Project costs depreciated on other bases may also be eligible for the ITC. Developers should consult with tax counsel for project-specific depreciation and ITC treatment of each project cost.
Note on I538: Note: If you wish to enter your project costs under the "Complex" format, select Complex from the drop-down menu and use the link to the left to access additional worksheets which provide the opportunitiy to add significant, additional detail on project costs. Once complete, the model will roll up the detailed costs and populate this row with the resultant final project cost.
Note on S538: NOTE: As a tax credit, the ITC is only usable by project owners with positive federal income tax liability. In cases where the owner's tax liability in the calendar year of the project's first commercial operation exceeds the ITC amount, the user may enter 100% in this field and assume full utilization of the ITC. If the owner's tax liability is less than the available ITC, the user may either enter a % value less than 100% or select the "carried forward" method in the "Tax Benefits used as generated or carried forward?" cell. Input must be between 0% and 100%.
Note on I539: Note: The total system cost is a calculation, based on the level of detail selected and the assocated inputs.
Note on S539: Note: Calculates the dollar value of the Investment Tax Credit or Cash Grant, if applicable.
Note on I540: Note: Calculation based on the total system cost in the cell above and the system size reported. Typical costs (as of 2010) fall between $2,000/kW and $3,000/kW.
Note on S540: Note: This input cell, the "Performance Based Incentive" or "PBI" is another potential incentive available to some specific projects. The PBI would be separate from a feed-in-tariff, but acts similarly in that it is per unit of production (typically kWh) income to a project. Some examples of PBIs include the Federal Production Tax Credit (applicable to private projects with tax appetites) and the Federal Renewable Energy Production Incentive (REPI), historically available to some public projects.
Note on I541: Note: This cell calculates the total of all applicable grants, excluding the payment in lieu of the Federal ITC (also known as the ITC Cash Grant, or Cash Grant), if applicable. The ITC Cash Grant is considered separately because unlike grants issued upfront and used to offset capital costs, the ITC Cash Grant is disbursed approxiamtely 60 days after the start of commercial operations and therefore becomes an integral part of the project's financing. Where grants are treated as taxable income, this cell calculates the after-tax impact on the total cost of the project.
Note on S541: Note: This cell denotes the value of the Performance Based Incentive applicable to the project's first year of commercial operation. In some cases, this value will need to be calculated external to the model if such PBI is derived from a "base year" and specified inflation index. The following cells can be used to account for inflation and the maximum term of eligibility. Input cannot be less than zero.
Note on I542: Note: Calculation of total project cost net applicable grants.
Note on S542: Note: This is the length of time that a project would be eligible for any Performance Based Incentives outlined in the cell immediately above. For example, the Federal Renewable Energy Production Incentive and Production Tax Credit incentives are available for the first 10 years of project operation. Input cannot be less than zero.
Note on I543: Note: Calculation, based on net project cost and total installed capacity.
Note on S543: Note: Performance Based Incentives are often adjusted to account for inflation. For example, the Federal Production Tax Credit (PTC) is adjusted each year to account for changes in the GDP IPD index. This cell can be used as a proxy for the inflation that would apply to any PBI incentive entered above. This input cannot be left blank.
Note on S544: Note: In some cases, due to the nature of the requirements of some Performance Based Incentive programs, project owners are unable to maximize the full revenue stream of the incentive. For example, in the case of the Federal Production Tax Credit (PTC), the project owner may not have sufficienct tax appetite to fully utilize the tax credits. This input cell would allow the modeler to account for the owner's inability to fully utilize the PTC and/or the reduction of the PTC (a "haircut") due to the presence of subsidized (below market interest rate) financing. Incentive "availability" will likely be a factor if this cell is being used to model the cash-based Renewable Energy Production Incentive (REPI). The REPI program has historically been underfunded; available monies are allocated pro rata among eligible projects. In this case, the value entered in this cell should reflect the user's expectation of the fraction of the face value REPI payment that will be available over the applicable incentive term. Input must be between 0% to 100%.
Note on F545: See "unit" definitions at the bottom of this worksheet.
Note on S545: Note: Defines whether depreciation and PTC benefits are monetized in the period in which they are generated ("as generated" option) or whether these benefits must be delayed until the project has sufficient tax liability to use these benefits without relying on a 3rd-party investor with tax liability external to the project ("carried forward" method).
Note on I546: Note: Select either "Simple" or "Intermediate" O&M expense detail using the drop-down menu to the right.
Note on I547: Note: If "Simple" is selected in the cell above, then this input should reflect the total expected fixed cost of project operations and maintenance, in $/kW-yr. This includes the insurance, project management, property tax (or payment in lieu thereof), land lease, and royalty expenses which would have been broken out separately in the "Intermediate" case. Other labor and spare parts should also be included in this estimate. If the user has obtained O&M expense estimates from a third-party, it is critical to understand which costs have been included. If the user is not certain that all of the above-listed expenses are included in the fixed cost estimate, then the "Intermediate" approach should be used and these expenses should be entered separately. If "Intermediate" is selected, then this input should reflect the expected annual fixed O&M cost before taking into account the additional listed expenses, which are entered below. In all cases, fixed O&M would include - among others - the ongoing cost of obtaining daily, weekly or monthly production estimates based on weather and other factors. Input value must be greater than zero.
Note on S547: Note: Some renewable energy projects may be eligible for other federal grants as well, such as funding from the U.S. Department of Agriculture. This input cell can be used to capture those funding opportunities, some of which are outlined online at: http://dsireusa.org/incentives/index.cfm?state=us&re=1&EE=1 *See bottom of introduction page for a list of links Input cannot be less than zero.
Note on I548: Note: This cell provides the user with the option of accounting for O&M expenses (such as labor and spare parts) which are more easily estimated and modeled on a variable, cents per kWh basis. If "Simple" is selected above, then this cell should also take into account variable costs, such as royalties, if such annual expenses are not already accounted for in the fixed cost input above. Input cannot be less than zero.
Note on S548: Note: Select here whether federal grants (other than the section 1603 payment in lieu of the ITC/PTC) are treated as taxable income. If no, depreciation basis is reduced.
Note on I549: Note: This inflation rate applies to both fixed and variable O&M expense, insurance, and project management costs entered above, if applicable. The model allows the user to specify an inflation assumption for an "initial period" and a second inflation assumption "thereafter." These inputs can be used to account for inflation which might be fixed during an initial O&M service contract, but are unknown thereafter. The final year of the "initial period" is user-defined (e.g. final year of an O&M service contract). The purpose of this feature is also to recognize that inflationary trends may change over time, or that some projects may not expect inflation of O&M expenses for the first several years, but may expect inflation thereafter. This inflation rate does not apply to PILOT or Royalty costs. Input cannot be less than zero.
Note on I550: Note: This feature allows the user to assume that the rate at which expenses change over time is not constant. This cell provides the year in which the first inflation period ends. Input cannot be less than zero.
Note on P550: See "unit" definitions at the bottom of this worksheet.
Note on I551: Note: This cell provides the inflation rate for the remainder of the project's useful life. Input must be greater than zero.
Note on S551: Note: This drop-down input cell allows the user to specify whether state incentives are cost-based (e.g. an investment tax credit) or performance-based (e.g. a PTC or cash payment). If no state incentive is available or useable by the modeled project, the user will select "Neither." The magnitude and terms of these incentives are set in the cells below. For more information, a useful resource for researching federal and state incentives online is: http://dsireusa.org/ *See bottom of introduction page for a list of links
Note on I552: Note: Project owners, or hosts, are required to carry insurance. This input accounts for the estimated cost of insuring the modeled power generating facility. Input cannot be less than zero.
Note on S552: NOTE: The maximum potential Investment Tax Credit (ITC) benefit is assumed to be 30% of those project costs which are depreciable on the 5-year MACRS schedule.
Note on I553: Note: This cell calculates the resulting dollar value cost of insurance based on the input above and the project installed cost (net of financing costs). It is provided simply as a reference for the user.
Note on S553: NOTE: As a tax credit, the ITC is only usable by project owners with positive federal income tax liability. In cases where the owner's tax liability in the calendar year of the project's first commercial operation exceeds the ITC amount, the user may enter 100% in this field and assume full utilization of the ITC. If the owner's tax liability is less than the available ITC, a % less than 100% must be entered in order to represent a less efficient utilization of this federal tax incentive. Input must be betwee 0% and 100%.
Note on I554: Note: "Project Management" accounts for the cost of staff time related to managing the project's Power Purchase Agreements, grid integration, and periodic reporting to the system operator and policymakers. Input cannot be less than zero.
Note on S554: Note: Specifies whether the available ITC is realized in a single year or over multiple years. This input will be specified by state-specific law or regulation. A good resource on available state incentives is: http://dsireusa.org/ *See bottom of introduction page for a list of links Input must be greater than 1 and less than the Project Useful Life.
Note on I555: Note: "Property Tax or PILOT" accounts for costs associated with any local taxes incurred by the project. Many states offer tax exemptions for renewable energy systems; to check your local applicability, please visit: http://dsireusa.org/ This line can also be used to account for any PILOTs or Payment in Leiu of Taxes. Developers often negotiate a PILOT with the local community to secure a fixed, predictable payment that serves both parties appropriately. This model allows the user to input a year-one Property Tax or PILOT value along with an annual property tax adjsutment factor (see next cell down). As a result, taxes can be modeled as flat, increasing, or decreasing annually depending on the value entered in the adjustment factor cell below. Input cannot be less than zero.
Note on S555: Note: Calculates the dollar value of the State Investment Tax Credit, if applicable.
Note on I556: Note: The Annual Property Tax Adjustment Factor allows the user to specify whether the Year One tax (or PILOT) value will remain fixed and flat, will decrease (a negative percentage value entered in this cell) or increase (a positive percentage value entered in this cell) over time.
Note on S556: Note: This input cell, the "Performance Based Incentive" or "PBI" is another potential incentive available to some specific projects. The PBI would be separate from a feed-in-tariff, but acts similarly in that it is per unit of production (typically kWh) income to a project. Some examples of PBIs include the Federal Production Tax Credit (applicable to private projects with tax appetites) and the Federal Renewable Energy Production Incentive (REPI), historically available to some public projects.
Note on I557: Note: The Land Lease input represents fixed payments to the site host (and possibly other affected parties) for the use of the land on which the project is located. Variable royalty payments may be applied in addition to, or in lieu of, the land lease payment through the "Royalties" input below, if applicable. Input cannot be less than zero.
Note on S557: Note: Impacts tax treatment of PBI if owner is a taxable entity.
Note on I558: Note: The royalties input accounts for variable payments to site hosts, neighbors, partners, or other parties which may have a stake in the project and which are NOT covered by the fixed "Land Lease" payment. Fixed payments may be applied in addition to, or in lieu of, the royalty payment through the "Land Lease" input above, if applicable. Inflation is NOT applied to this input. However, if tariff escalation is selected, then the assumed royalty payment will increase over time since it is calculated as a function of revenue over time. If the modeled project's royalty payments are not the same over time, then an average annual royalty payment should be calculated externally and entered in this cell. This input cannot be less than zero.
Note on S558: Note: This cell denotes the value of the Performance Based Incentive applicable to the project's first year of commercial operation. In some cases, this value will need to be calculated external to the model if such PBI is derived from a "base year" and specified inflation index. The following cells can be used to account for inflation and the maximum term of eligibility. Input cannot be less than zero.
Note on I559: Note: This cell calculates the resulting dollar value cost of royalties paid to landowners or other stakeholders based on the input above and project revenue. It is provided simply as a reference for the user.
Note on S559: Note: This is the length of time that a project would be eligible for any Performance Based Incentives outlined in the cell immediately above. For example, the Federal Renewable Energy Production Incentive and Production Tax Credit incentives are available for the first 10 years of project operation. Input cannot be less than zero.
Note on S560: Note: Performance Based Incentives are often adjusted to account for inflation. For example, the Federal Production Tax Credit (PTC) is adjusted each year to account for changes in the GDP IPD index. This cell can be used as a proxy for the inflation that would apply to any PBI incentive entered above. This input cannot be left blank.
Note on F561: See "unit" definitions at the bottom of this worksheet.
Note on S561: Note: In some cases, due to the nature of the requirements of some Performance Based Incentive programs, project owners are unable to maximize the full revenue stream of the incentive. For example, in the case of the Federal Production Tax Credit (PTC), the project owner may not have sufficienct tax appetite to fully utilize the tax credits. This input cell would allow the modeler to account for the owner's inability to fully utilize the PTC and/or the reduction of the PTC (a "haircut") due to the presence of subsidized (below market interest rate) financing. Input must be between 0% and 100%.
Note on I562: Note: The # of months from construction start to commercial operation. This input cannot be less than zero.
Note on S562: Note: Defines whether depreciation and PTC benefits are monetized in the period in which they are generated ("as generated" option), or whether these benefits must be delayed until the project has sufficient tax liability to use these benefits without relying on a 3rd-party investor with tax liability external to the project ("carried forward" method).
Note on I563: Note: The annual interest rate on construction debt. This input cannot be less than zero.
Note on I564: Note: A calculated value showing the interest accrued during the construction period. Rather than requiring the user to define a detailed construction draw-down schedule, this calculation makes the simplifying assumption that the total project cost is spent in equal parts in each month of the construction period. IDC is calculated on total project cost, assuming that any grants are collected after construction financing is repaid at time of permanent financing. This cell is only used with the "Intermediate" and "Complex" capital cost options. The "Simple" capital cost option assumes that all project costs, including IDC, are included in the single input.
Note on S564: Note: Include here the total dollar value of any state-specific cash grants or rebates. Input cannot be less than zero.
Note on S565: Note: Select here whether state grants are treated as taxable income. If no, depreciation basis is reduced.
Note on F566: See "unit" definitions at the bottom of this worksheet.
Note on I567: Note: For ease of use and comprehension by a wide range of stakeholders, this model allows the user to define the capital structure, and relies on mortgage-style amortization of the project debt. The "% Debt" input specifies the portion of funds borrowed, as a percentage of the total "hard costs." Equity is assumed to fund the remaining hard costs PLUS all "soft costs" (e.g. transaction costs and funding of initial reserve accounts, if applicable). This input cannot be less than zero. Where maximum sustainable leverage is desired, the user must manually adjust the "% Debt" entry upward to the highest point before the DSCRs no longer "Pass." If a specific % Debt is desired, and such % is higher than the maximum sustainable debt (such that it causes the DSCR to "Fail"), then the user must define the % Debt and then manually adjust the "Target After-Tax Equity IRR" upward until the DSCRs are met. The user should take note that when leverage becomes very high (and the corresponding equity contribution low), the "Target After-Tax Equity IRR" will need to be adjusted to levels exceeding typical commercial returns in order to maintain the DSCR ratio on such high debt levels. For this reason, it is not recommended that users solve for the COE associated with a % Debt that is beyond the maximum sustainable leverage. If a project is expected to be funded either by a pool of corporate funds or back-leveraged after commercial operation, the user might elect to enter 0% in the "% Debt" cell and enter a weighted average cost of capital (WACC) in the "Target After-Tax Equity IRR" cell.
Note on I568: Note: Debt "tenor" (also casually referred to as "term"), is the number of years in the debt repayment schedule. Caution: If the project will utilize debt, this value must be greater than zero but less than or equal to the total FIT contract duration.
Note on S568: Note: In the case of wind energy projects, one of the major hardware components is the gearbox. Gearboxes are typically warrantied for several years, and a measurable percentage may be expected to fail after approximately 7 to 12 years of operation. One or more blade replacement may also be necessary, at approxiamtely year 15. These input cells allow for assumptions regarding one or more gearbox, blade or other replacements over a project's useful life. Caution: Modelers should take into account the assumed contract duration and the project's useful life when considering whether to assume equipment replacements in the latter years of this analysis. Inputs should be greater than zero and less than the Project Useful Life.
Note on I569: Note: The all-in interest rate is the financing rate provided by the bank or other debt investor. This input cannot be less than zero.
Note on S569: Note: The cost of (or even need for) a gearbox replacement is difficult to assess, given that costs are attributable to an item that would be purchased more than 10 years from commercial operation. The input placed in this cell must be in nominal dollars -- reflecting the expected cost of the equipment in the year replaced. Funds sufficient to pay for this replacement are then reserved through operations in equal amounts until the year in which the replacement occurs. Note: This model assumes that future equipment purchases, such as gearboxes or blades, will be depreciated on 5-yr MACRS basis. Input must be greater than or equal to zero.
Note on I570: Note: A one-time fee collected by the lender and calculated as a % of the total loan amount. This value is typically between 1% and 4%. This input cannot be less than zero.
Note on S570: Note: In the case of wind energy projects, one of the major hardware components is the gearbox. Gearboxes are typically warrantied for several years, and a measurable percentage may be expected to fail after approximately 7 to 12 years of operation. One or more blade replacement may also be necessary, at approxiamtely year 15. These input cells allow for assumptions regarding one or more gearbox, blade or other replacements over a project's useful life. Caution: Modelers should take into account the assumed contract duration and the project's useful life when considering whether to assume equipment replacements in the latter years of this analysis. Inputs should be greater than zero and less than the Project Useful Life.
Note on I571: Note: The annual Debt Service Coverage Ratio is calculated by dividing the sum of the annual principal and interest payment into that year's operating cash flow. Lenders will require the DSCR to demonstrate the project's ability to easily meet its annual debt service obligation. Average DSCRs over the life of the loan typically range from 1.2 to 1.5 for private, commercially financed projects, or from 1.1 to 1.3 for publicly owned, bond-financed projects - depending on the level of reserves, or other surety, provided. The annual minimum DSCR will depend on the specific terms of the loan and the probability-weighting of the production estimate, but will likely be in the range of 1.0 to 1.3. This input must be greater than 1.
Note on S571: Note: The cost of (or even need for) a gearbox replacement is difficult to assess, given that costs are attributable to an item that would be purchased more than 10 years from commercial operation. The input placed in this cell must be in nominal dollars -- reflecting the expected cost of the equipment in the year replaced. Funds sufficient to pay for this replacement are then reserved through operations in equal amounts until the year in which the replacement occurs. Note: This model assumes that future equipment purchases, such as gearboxes or blades, will be depreciated on 5-yr MACRS basis. Input must be greater than or equal to zero.
Note on I572: Note: If "#N/A" appears, F9 should be pressed until the calculated COE achieves it's final value.
Note on S572: Note: In the case of wind energy projects, one of the major hardware components is the gearbox. Gearboxes are typically warrantied for several years, and a measurable percentage may be expected to fail after approximately 7 to 12 years of operation. One or more blade replacement may also be necessary, at approxiamtely year 15. These input cells allow for assumptions regarding one or more gearbox, blade or other replacements over a project's useful life. Caution: Modelers should take into account the assumed contract duration and the project's useful life when considering whether to assume equipment replacements in the latter years of this analysis. Inputs should be greater than zero and less than the Project Useful Life.
Note on I573: Note: This cell checks that the debt service coverage ratio exceeds the user-defined minimum in each operating year (see note in DSCR cell for definition and rationale for DSCR). If the test "fails", the user must choose from one of several options in order to cure this deficiency (the extent to which these options are available will be specific to each project): 1. reduce the amount of project level debt, 2. increase the feed-in tariff rate in order to generate cash flow sufficient to meet the bank's assumed coverage requirement. In the CREST model, this is done by manually increasing the "Target After-Tax Equity IRR." Other possible, but less likely, mechanisms include: 3. increase the loan tenor 4. decrease the interest rate
Note on S573: Note: The cost of (or even need for) a gearbox replacement is difficult to assess, given that costs are attributable to an item that would be purchased more than 10 years from commercial operation. The input placed in this cell must be in nominal dollars -- reflecting the expected cost of the equipment in the year replaced. Funds sufficient to pay for this replacement are then reserved through operations in equal amounts until the year in which the replacement occurs. Note: This model assumes that future equipment purchases, such as gearboxes or blades, will be depreciated on 5-yr MACRS basis. Input must be greater than or equal to zero.
Note on I574: Note: The annual Debt Service Coverage Ratio is calculated by dividing the sum of the annual principal and interest payment into that year's operating cash flow. Lenders will require the DSCR to demonstrate the project's ability to easily meet its annual debt service obligation. Average DSCRs over the life of the loan typically range from 1.2 to 1.5 for private, commercially financed projects, or from 1.1 to 1.3 for publicly owned, bond-financed projects - depending on the level of reserves, or other surety, provided. The annual minimum DSCR will depend on the specific terms of the loan and the probability-weighting of the production estimate, but will likely be in the range of 1.0 to 1.3. This input must be greater than 1.
Note on S574: Note: In the case of wind energy projects, one of the major hardware components is the gearbox. Gearboxes are typically warrantied for several years, and a measurable percentage may be expected to fail after approximately 7 to 12 years of operation. One or more blade replacement may also be necessary, at approxiamtely year 15. These input cells allow for assumptions regarding one or more gearbox, blade or other replacements over a project's useful life. Caution: Modelers should take into account the assumed contract duration and the project's useful life when considering whether to assume equipment replacements in the latter years of this analysis. Inputs should be greater than zero and less than the Project Useful Life.
Note on I575: Note: If "#N/A" appears, F9 should be pressed until the calculated COE achieves it's final value.
Note on S575: Note: The cost of (or even need for) a gearbox replacement is difficult to assess, given that costs are attributable to an item that would be purchased more than 10 years from commercial operation. The input placed in this cell must be in nominal dollars -- reflecting the expected cost of the equipment in the year replaced. Funds sufficient to pay for this replacement are then reserved through operations in equal amounts until the year in which the replacement occurs. Note: This model assumes that future equipment purchases, such as gearboxes or blades, will be depreciated on 5-yr MACRS basis. Input must be greater than or equal to zero.
Note on I576: Note: This cell checks that the average debt service coverage ratio exceeds the user-defined minimum during the period for which debt is outstanding (see note in DSCR cell for definition and rationale for DSCR). If the test "fails", the user must choose from one of several options in order to cure this deficiency (the extent to which these options are available will be specific to each project): 1. reduce the amount of project level debt, 2. increase the feed-in tariff rate in order to generate cash flow sufficient to meet the bank's assumed coverage requirement. In the CREST model, this is done by manually increasing the "Target After-Tax Equity IRR." Other possible, but less likely, mechanisms include: 3. increase the loan tenor 4. decrease the interest rate
Note on I577: Note: The portion of total project cost funded from equity investors. This cell is a calculation and not an input. It is calculated as 100% minus the "% Debt" entered above.
Note on P577: See "unit" definitions at the bottom of this worksheet.
Note on I578: Note: The target after-tax equity IRR is the equity investor's cost of capital -- or "discount rate" -- and is the minimum rate of return that the project owner will seek to attain in order to justify the project compared to alternative investments. The user should be explicit in his or her assumption regarding the term over which the target after-tax IRR is assumed to be realized. For example, the user could elect to align the return requirement with the tariff payment duration. In this case, the project useful life should be set equal to the tariff duration in order to calculate the COE associated with the target IRR over that period of time. In a second example, the user could elect to align the return requirement with the project's useful life. In this case, the user can either assume a tariff duration equal to the project life, or assume market-based revenue for the period after the tariff and before the end of the assumed project useful life. This input cannot be less than zero. If a project is expected to be funded either by a pool of corporate funds or back-leveraged after commercial operation, the user might elect to enter 0% in the "% Debt" cell and enter a weighted average cost of capital (WACC) in the "Target After-Tax Equity IRR" cell.
Note on I579: Note: The weighted average cost of capital combines the after-tax cost of both equity and debt in proportion to their use, and is calculated here for reference.
Note on S579: Note: In order to ensure that project owners have sufficient funds to decommission and remove equipment at the end of a project's life, many owners choose to create and fund a reserve account throughout the course of project. This input cell allows the modeler to choose whether to pay for project removal by creating and funding a reserve account over the project life by selecting "Operations" or to assume that a project's removal will be funded by selling the equipment, by selecting "Salvage".
Note on I580: Note: This cell represents the costs of both equity and debt due diligence (if applicable) and other transaction costs. Input cannot be less than zero.
Note on S580: Note: This input cell allows the user to assume the creation of a reserve account. The value entered here will be accounted for in the project's cash flow, and would be funded evenly over the number of years available between the project's commercial operation and the end of its useful life. Input cannot be less than zero.
Note on P582: See "unit" definitions at the bottom of this worksheet.
Note on I583: NOTE: The "sources of funding" cells summarize the amount of capital contributed from equity, debt and grants, if applicable. The sum is the same at the project's "Total Installed Cost."
Note on I584: NOTE: The "sources of funding" cells summarize the amount of capital contributed from equity, debt and grants, if applicable. The sum is the same as the project's "Total Installed Cost."
Note on S584: Note: Lenders typically require the project owner to establish a reserve account prior to the commencement of operations to ensure that loan repayments occur in full and on time even if the project has insufficient operating cash flow in a specific period due to lower than expected production, higher costs, or both. The size of the reserve account is typically equal to 6 months of debt service obligation. Input cannot be less than zero.
Note on I585: NOTE: The "sources of funding" cells summarize the amount of capital contributed from equity, debt and grants, if applicable. The sum is the same as the project's "Total Installed Cost." As previously described, this value excludes the ITC Cash Grant, which must be financed prior to commercial operation.
Note on S585: Note: Calculated value based on the # months of required reserve and the capital structure and associated periodic debt obligation.
Note on I586: NOTE: The "sources of funding" cells summarize the amount of capital contributed from equity, debt and grants, if applicable. The sum is the same as the project's "Total Installed Cost."
Note on S587: Note: Lenders typically require the project owner to establish a reserve account prior to the commencement of operations to ensure that all O&M expenses can be met even if the project has insufficient operating cash flow in a specific period due to lower than expected production, higher costs, or both. The size of the reserve account is typically 3 to 6 months of O&M expenses, and includes all categories of O&M expenses. Input cannot be less than zero.
Note on F588: See "unit" definitions at the bottom of this worksheet.
Note on S588: Note: Calculated value based on the # months of required reserve and all annual operating expenses.
Note on I589: Note: Defines whether the project owner is a taxable or non-taxable entity. This determines the treatment of income taxes and other tax-related items.
Note on S589: Note: Unused reserves earn interest at this rate. Input cannot be less than zero.
Note on I590: Note: Defines the project's federal income tax rate, if applicable. Input cannot be less than zero.
Note on I591: Note: Defines whether depreciation and PTC benefits are monetized in the period in which they are generated ("as generated" option) or whether these benefits must be delayed until the project has sufficient tax liability to use these benefits without relying on a 3rd-party investor with tax liability external to the project ("carried forward" method).
Note on I592: Note: Defines the project's state income tax rate, if applicable. Input cannot be less than zero.
Note on S592: Note: To qualify for Bonus Depreciation the property must have a recovery period of 20 years or less (under normal federal tax depreciation rules), and the project must commence operation in the year in which bonus depreciation is in effect and under the ownership of the entity claiming the deduction. For qualifying projects, the owner is entitled to deduct 50% of the adjusted basis of the property during the tax year the property is first placed in service. The remaining 50% of the adjusted basis of the property is depreciated over the ordinary MACRS depreciation schedule. The bonus depreciation rules do not override the depreciation limit applicable to projects qualifying for the federal ITC. Before calculating depreciation for such a project, including any bonus depreciation, the adjusted basis of the project must be reduced by one-half of the amount of the ITC for which the project qualifies.
Note on I593: Note: Defines whether depreciation and PTC benefits are monetized in the period in which they are generated ("as generated" option) or whether these benefits must be delayed until the project has sufficient tax liability to use these benefits without relying on a 3rd-party investor with tax liability external to the project ("carried forward" method).
Note on P593: Jason Gifford: The Consolidated Appropriations Act, signed in December 2015, extended the "placed in service" deadline for bonus depreciation. Equipment placed in service before January 1, 2018 can qualify for 50% bonus depreciation. Equipment placed in service during 2018 can qualify for 40% bonus depreciation. And equipment placed in service during 2019 can qualify for 30% bonus depreciation.
Note on S593: Note: This input allows the user to define the bonus depreciation % applied in Year 1, if applicable. Historically, federal bonus depreciation has been 50% of the eligible cost basis (after taking into account reductions in such cost basis for the ITC, if applicable). Input cannot be less than zero.
Note on I594: Note: Takes into account the interaction between federal and state tax rates. This is a calculated value.
Note on I595: Note: Depreciation accounts for the "use" of equipment for tax purposes. The depreciation inputs are provided in the table to the right and on the Complex Capital Costs tab when this option is selected.
Note on AB596: Note: When the "Simple" capital cost option is selected, the depreciation of total project costs is divided among the classifications using this row. The depreciation options associated with other levels of cost detail will be hidden. This row must sum to 100%.
Note on AB597: Note: When the "Intermediate" capital cost option is selected, the allocation of the specified cost category across the depreciation classifications is done using this row. The depreciation options associated with other levels of cost detail will be hidden. This row must sum to 100%.
Note on AB598: Note: When the "Intermediate" capital cost option is selected, the allocation of the specified cost category across the depreciation classifications is done using this row. The depreciation options associated with other levels of cost detail will be hidden. This row must sum to 100%.
Note on AB599: Note: When the "Intermediate" capital cost option is selected, the allocation of the specified cost category across the depreciation classifications is done using this row. The depreciation options associated with other levels of cost detail will be hidden. This row must sum to 100%.
Note on AB600: Note: When the "Intermediate" capital cost option is selected, the allocation of the specified cost category across the depreciation classifications is done using this row. The depreciation options associated with other levels of cost detail will be hidden. This row must sum to 100%.
Note on AB601: Note: When the "Intermediate" capital cost option is selected, the allocation of the specified cost category across the depreciation classifications is done using this row. The depreciation options associated with other levels of cost detail will be hidden. This row must sum to 100%.
Note on AB602: Note: When the "Complex" capital cost option is selected, each line items is assigned its own depreciation classification using a drop-down menu on the Complex Capital Costs tab.
Note on C607: The "Check" column evaluates whether or not values have been enterred in all required fields. Green denotes an accepted entry in a required field or a calculation for which the minimum required precedents have been satisfied. Red denotes the absence of an entry in a required field, or a calculation for which the minimum required precendents have NOT been satisfied. Please note that while the "Check" column ensures the population of all required fields, this column does NOT validate the magnitude of such entries. It is the model user's responsibility to provide inputs which accurately represent the project being modeled. In some cases, a range of typical values for a specified input are provided in that input's "Notes" cell.
Note on I607: Each cell in the "Notes" column provides a brief description of the input in the corresponding row, its application within the model, and (in some cases) the range of values that might be expected to populate that input cell. It is the model user's responsibility, however, to research and validate the applicability of, and appropriate value for, each input.
Note on M607: The "Check" column evaluates whether or not values have been enterred in all required fields. Green denotes an accepted entry in a required field or a calculation for which the minimum required precedents have been satisfied. Red denotes the absence of an entry in a required field, or a calculation for which the minimum required precendents have NOT been satisfied. Please note that while the "Check" column ensures the population of all required fields, this column does NOT validate the magnitude of such entries. It is the model user's responsibility to provide inputs which accurately represent the project being modeled. In some cases, a range of typical values for a specified input are provided in that input's "Notes" cell.
Note on S607: Each cell in the "Notes" column provides a brief description of the input in the corresponding row, its application within the model, and (in some cases) the range of values that might be expected to populate that input cell. It is the model user's responsibility, however, to research and validate the applicability of, and appropriate value for, each input.
Note on F609: See "unit" definitions at the bottom of this worksheet.
Note on P609: See "unit" definitions at the bottom of this worksheet.
Note on I610: Note: This is the aggregate nameplate rating for the entire generating facility. Input must be greater than zero.
Note on S610: Note: The FIT contract length is the number of years for which the rate specified by this model is available. This term is established by policymakers and must be less than or equal to the project's useful life. The contract duration is also different than the debt tenor (if applicable), which is specified in the Permanent Financing section below.
Note on I611: Note: Capacity Factor is the % representation of the actual production vs. the theoretical maximum annual production of an energy project. This model requires the input of a Net Capacity Factor, meaning that the estimate of actual energy production should take into account all electricity losses (including those incurred between the generating facility and the contract delivery point), scheduled and unscheduled maintenance, forced outages, wake effects, icing, and any other factors that could reduce production. Wind projects typically have a capacity factor between 25% and 40% depending on region and site-specific topography. Input must be between 0% and 100%.
Note on S611: Note: This is the portion (%) of the tariff which is subject to annual escalation. Program administrators may determine that some or all of the tariff rate should be escalated to reflect the uncertainty associated with the future cost of owning and operating an electricity generating facility. This input is separate from the inflation assumed to apply to certain O&M expenses, which is provided as an input in the O&M section below. Input must be between 0% and 100%.
Note on I612: Note: This is a calculation, based on the system size and capacity factor provided above.
Note on S612: Note: To calculate a nominal levelized tariff rate, the "feed-in tariff escalation rate" field should be set to zero. Where applied, tariff rate escalation is intended to serve as a risk mitigating tool, at least partially protecting the project investor from the uncertainty associated with the future cost of owning and operating the renewable energy facility. The escalation rate can be used to assume a year over year increase in all, or a portion, of the per unit payment provided to eligible generators. This concept is separate from inflationary adjustments to future operating cost assumptions -- which are input below. This rate is applied annually. Note that in this model, calendar years and tariff years are aligned. Caution: A value must be entered into this cell in order for the model to function properly. The input can be positive or negative (if the FIT value decreases over time), and a typical value may fall between 0% and 5%.
Note on I613: Note: The natural aging of the mechanical components of a wind turbine generator may lead to a drop in turbine availability (or efficiency), and therefore production, over time. This input allows the user to model the potential for such degradation, which may be between 0% and 2% per year. If the modeled "Net Capacity Factor" is intented to take long-term average availability into account, then the user may wish to enter 0% in the Annual Production Degradation field. Input must be => 0%.
Note on I614: Note: The Project Useful Life is the number of years that the project is expected to be fully operational, reliably delivering electricity to the grid, and generating revenue. This concept is different from the FIT Contract Length, which is administratively determined by policymakers. These two values may be the same if a FIT contract is offered for the project's entire expected useful life. This approach is likely to generate the lowest tariff rate, while successfully attracting investors to renewable energy projects. The CREST model is built for a maximum Project Useful Life of 30 years. Input must be greater than 0 and less than or equal to 30.
Note on S614: Note: If the designated "FIT Contract Length" is less than the defined "Project Useful Life", then this grouping of inputs is used to calculate the project's market-based revenue during the period from FIT contract expiration to the end of the project's life.
Note on S615: Note: Selecting "Year One" forecasts the total market value of production based on an estimate of that value in the project's first year of commercial operation and a user-defined escalation rate. Selecting "Year-by-Year" enables the user to enter unique annual values for the period after the FIT expires and before the end of the project's useful life.
Note on F616: See "unit" definitions at the bottom of this worksheet.
Note on S616: Note: This is the combined (or "bundled") market value of energy + capacity + Renewable Energy Credtis (RECs) in the same year in which the project's first enters commercial operation. This input must be greater than zero.
Note on I617: Note: This model alllows the user to input system cost at 1 of 3 levels of detail: "simple", "intermediate" or "complex." Simple offers a single input in $/kW, Intermediate offers five cost subcategories in total dollars, and Complex offers line-by-line project costing with user-defined categories and costs per line-item. Select your preferred method and use the cells below to enter your cost information. If you choose the "Complex" option, you will need to follow the link below to the "Complex Capital Costs" tab.
Note on S617: Note: When the "Year One" forecast methodology is selected, this is the user-defined escalation rate at which the market value of production is expected to change. Input must be greater than zero.
Note on I618: Note: When "Simple" is selected in the Cost Level of Detail cell, this "Total Installed Cost" row represents the total expected all-in project cost, which should include all hardware, balance of plant, interconnection, design, construction, permitting, development (including developer fee), interest during construction and financing costs. This figure should not account for any tax incentives, grants, or other cash incentives, each of which will be addressed elsewhere in the model. This figure should, however, reflect any applicable sales tax or exemptions thereof. Input must be greater than zero.
Note on S618: Note: When "Year-by-Year" market value of production forecast is selected, this link brings the user to another worksheet on which unique annual values may be entered.
Note on I619: Note: "Generation Equipment" should include hardware such as the generator, blades and tower. Caution: the model assumes that if "Intermediate" is selected as the level of detail section, the "Generation Equipment" row must have a value greater than zero.
Note on I620: Note: Balance of Plant (also known as Balance of System) represents all infrastructure, site prep and labor supporting the installation of the generation equipment. BOP costs include foundations, mounting devices, other hardware, and labor not already accounted for in the "Generation Equipment" row. Input cannot be less than zero.
Note on P620: See "unit" definitions at the bottom of this worksheet.
Note on I621: Note: The "Interconnection" row should account for all project costs relating to connecting to the grid, such as the construction of transmission lines, permitting costs with the utility, and start-up costs. This category will also include the cost of a new substation, if necessary. Regulators wishing to explore the potential that interconnection costs may be recovered from ratepayers separately can elect to enter zeros in this cost category whenever "Intermediate" or "Complex" is selected. Input cannot be less than zero.
Note on S621: Note: This drop-down input cell allows the user to specify whether federal incentives are cost-based (e.g. an investment tax credit) or performance-based (e.g. a PTC). The magnitude and terms of these incentives are set in the cells below. For more information, a useful resource for researching federal and state incentives online is: http://dsireusa.org/ *See bottom of introduction page for a list of links
Note on E622: Jason Gifford: Converted to "admin cost" for community remote DG
Note on I622: Note: The "Development Costs" row should include all costs relating to project management, studies, engineering, permitting, contingencies, success fees, and other soft costs not accounted for elsewhere in the "Intermediate" cost breakdown. Input cannot be less than zero.
Note on S622: Note: Some renewable energy projects may be eligible to take advantagee of Federal incentives such as the Investment Tax Credit or a Treasury Grant. Information on eligibility for funding opportunities such as these is available online at: http://dsireusa.org/incentives/incentive.cfm?Incentive_Code=US02F&re=1&ee=1 *See bottom of introduction page for a list of links
Note on I623: Note: The "Reserves & Financing Costs" row accounts for all costs relating to financing, such as lender fees, closing costs, legal fees, interest during construction, due diligence costs, and any other relevant, financing relating costs. The model calculates this field by aggregating G22 through G25, G51, G54, G63, G66, Q57 and Q60.
Note on S623: NOTE: The maximum potential Investment Tax Credit (ITC) benefit is assumed to be 30% of those project costs which are depreciable on the 5-year MACRS schedule. This 'eligible costs' assumption is purposefully simplified for this analysis. Project costs depreciated on other bases may also be eligible for the ITC. Developers should consult with tax counsel for project-specific depreciation and ITC treatment of each project cost.
Note on I624: Note: If you wish to enter your project costs under the "Complex" format, select Complex from the drop-down menu and use the link to the left to access additional worksheets which provide the opportunitiy to add significant, additional detail on project costs. Once complete, the model will roll up the detailed costs and populate this row with the resultant final project cost.
Note on S624: NOTE: As a tax credit, the ITC is only usable by project owners with positive federal income tax liability. In cases where the owner's tax liability in the calendar year of the project's first commercial operation exceeds the ITC amount, the user may enter 100% in this field and assume full utilization of the ITC. If the owner's tax liability is less than the available ITC, the user may either enter a % value less than 100% or select the "carried forward" method in the "Tax Benefits used as generated or carried forward?" cell. Input must be between 0% and 100%.
Note on I625: Note: The total system cost is a calculation, based on the level of detail selected and the assocated inputs.
Note on S625: Note: Calculates the dollar value of the Investment Tax Credit or Cash Grant, if applicable.
Note on I626: Note: Calculation based on the total system cost in the cell above and the system size reported. Typical costs (as of 2010) fall between $2,000/kW and $3,000/kW.
Note on S626: Note: This input cell, the "Performance Based Incentive" or "PBI" is another potential incentive available to some specific projects. The PBI would be separate from a feed-in-tariff, but acts similarly in that it is per unit of production (typically kWh) income to a project. Some examples of PBIs include the Federal Production Tax Credit (applicable to private projects with tax appetites) and the Federal Renewable Energy Production Incentive (REPI), historically available to some public projects.
Note on I627: Note: This cell calculates the total of all applicable grants, excluding the payment in lieu of the Federal ITC (also known as the ITC Cash Grant, or Cash Grant), if applicable. The ITC Cash Grant is considered separately because unlike grants issued upfront and used to offset capital costs, the ITC Cash Grant is disbursed approxiamtely 60 days after the start of commercial operations and therefore becomes an integral part of the project's financing. Where grants are treated as taxable income, this cell calculates the after-tax impact on the total cost of the project.
Note on S627: Note: This cell denotes the value of the Performance Based Incentive applicable to the project's first year of commercial operation. In some cases, this value will need to be calculated external to the model if such PBI is derived from a "base year" and specified inflation index. The following cells can be used to account for inflation and the maximum term of eligibility. Input cannot be less than zero.
Note on I628: Note: Calculation of total project cost net applicable grants.
Note on S628: Note: This is the length of time that a project would be eligible for any Performance Based Incentives outlined in the cell immediately above. For example, the Federal Renewable Energy Production Incentive and Production Tax Credit incentives are available for the first 10 years of project operation. Input cannot be less than zero.
Note on I629: Note: Calculation, based on net project cost and total installed capacity.
Note on S629: Note: Performance Based Incentives are often adjusted to account for inflation. For example, the Federal Production Tax Credit (PTC) is adjusted each year to account for changes in the GDP IPD index. This cell can be used as a proxy for the inflation that would apply to any PBI incentive entered above. This input cannot be left blank.
Note on S630: Note: In some cases, due to the nature of the requirements of some Performance Based Incentive programs, project owners are unable to maximize the full revenue stream of the incentive. For example, in the case of the Federal Production Tax Credit (PTC), the project owner may not have sufficienct tax appetite to fully utilize the tax credits. This input cell would allow the modeler to account for the owner's inability to fully utilize the PTC and/or the reduction of the PTC (a "haircut") due to the presence of subsidized (below market interest rate) financing. Incentive "availability" will likely be a factor if this cell is being used to model the cash-based Renewable Energy Production Incentive (REPI). The REPI program has historically been underfunded; available monies are allocated pro rata among eligible projects. In this case, the value entered in this cell should reflect the user's expectation of the fraction of the face value REPI payment that will be available over the applicable incentive term. Input must be between 0% to 100%.
Note on F631: See "unit" definitions at the bottom of this worksheet.
Note on S631: Note: Defines whether depreciation and PTC benefits are monetized in the period in which they are generated ("as generated" option) or whether these benefits must be delayed until the project has sufficient tax liability to use these benefits without relying on a 3rd-party investor with tax liability external to the project ("carried forward" method).
Note on I632: Note: Select either "Simple" or "Intermediate" O&M expense detail using the drop-down menu to the right.
Note on I633: Note: If "Simple" is selected in the cell above, then this input should reflect the total expected fixed cost of project operations and maintenance, in $/kW-yr. This includes the insurance, project management, property tax (or payment in lieu thereof), land lease, and royalty expenses which would have been broken out separately in the "Intermediate" case. Other labor and spare parts should also be included in this estimate. If the user has obtained O&M expense estimates from a third-party, it is critical to understand which costs have been included. If the user is not certain that all of the above-listed expenses are included in the fixed cost estimate, then the "Intermediate" approach should be used and these expenses should be entered separately. If "Intermediate" is selected, then this input should reflect the expected annual fixed O&M cost before taking into account the additional listed expenses, which are entered below. In all cases, fixed O&M would include - among others - the ongoing cost of obtaining daily, weekly or monthly production estimates based on weather and other factors. Input value must be greater than zero.
Note on S633: Note: Some renewable energy projects may be eligible for other federal grants as well, such as funding from the U.S. Department of Agriculture. This input cell can be used to capture those funding opportunities, some of which are outlined online at: http://dsireusa.org/incentives/index.cfm?state=us&re=1&EE=1 *See bottom of introduction page for a list of links Input cannot be less than zero.
Note on I634: Note: This cell provides the user with the option of accounting for O&M expenses (such as labor and spare parts) which are more easily estimated and modeled on a variable, cents per kWh basis. If "Simple" is selected above, then this cell should also take into account variable costs, such as royalties, if such annual expenses are not already accounted for in the fixed cost input above. Input cannot be less than zero.
Note on S634: Note: Select here whether federal grants (other than the section 1603 payment in lieu of the ITC/PTC) are treated as taxable income. If no, depreciation basis is reduced.
Note on I635: Note: This inflation rate applies to both fixed and variable O&M expense, insurance, and project management costs entered above, if applicable. The model allows the user to specify an inflation assumption for an "initial period" and a second inflation assumption "thereafter." These inputs can be used to account for inflation which might be fixed during an initial O&M service contract, but are unknown thereafter. The final year of the "initial period" is user-defined (e.g. final year of an O&M service contract). The purpose of this feature is also to recognize that inflationary trends may change over time, or that some projects may not expect inflation of O&M expenses for the first several years, but may expect inflation thereafter. This inflation rate does not apply to PILOT or Royalty costs. Input cannot be less than zero.
Note on I636: Note: This feature allows the user to assume that the rate at which expenses change over time is not constant. This cell provides the year in which the first inflation period ends. Input cannot be less than zero.
Note on P636: See "unit" definitions at the bottom of this worksheet.
Note on I637: Note: This cell provides the inflation rate for the remainder of the project's useful life. Input must be greater than zero.
Note on S637: Note: This drop-down input cell allows the user to specify whether state incentives are cost-based (e.g. an investment tax credit) or performance-based (e.g. a PTC or cash payment). If no state incentive is available or useable by the modeled project, the user will select "Neither." The magnitude and terms of these incentives are set in the cells below. For more information, a useful resource for researching federal and state incentives online is: http://dsireusa.org/ *See bottom of introduction page for a list of links
Note on I638: Note: Project owners, or hosts, are required to carry insurance. This input accounts for the estimated cost of insuring the modeled power generating facility. Input cannot be less than zero.
Note on S638: NOTE: The maximum potential Investment Tax Credit (ITC) benefit is assumed to be 30% of those project costs which are depreciable on the 5-year MACRS schedule.
Note on I639: Note: This cell calculates the resulting dollar value cost of insurance based on the input above and the project installed cost (net of financing costs). It is provided simply as a reference for the user.
Note on S639: NOTE: As a tax credit, the ITC is only usable by project owners with positive federal income tax liability. In cases where the owner's tax liability in the calendar year of the project's first commercial operation exceeds the ITC amount, the user may enter 100% in this field and assume full utilization of the ITC. If the owner's tax liability is less than the available ITC, a % less than 100% must be entered in order to represent a less efficient utilization of this federal tax incentive. Input must be betwee 0% and 100%.
Note on I640: Note: "Project Management" accounts for the cost of staff time related to managing the project's Power Purchase Agreements, grid integration, and periodic reporting to the system operator and policymakers. Input cannot be less than zero.
Note on S640: Note: Specifies whether the available ITC is realized in a single year or over multiple years. This input will be specified by state-specific law or regulation. A good resource on available state incentives is: http://dsireusa.org/ *See bottom of introduction page for a list of links Input must be greater than 1 and less than the Project Useful Life.
Note on I641: Note: "Property Tax or PILOT" accounts for costs associated with any local taxes incurred by the project. Many states offer tax exemptions for renewable energy systems; to check your local applicability, please visit: http://dsireusa.org/ This line can also be used to account for any PILOTs or Payment in Leiu of Taxes. Developers often negotiate a PILOT with the local community to secure a fixed, predictable payment that serves both parties appropriately. This model allows the user to input a year-one Property Tax or PILOT value along with an annual property tax adjsutment factor (see next cell down). As a result, taxes can be modeled as flat, increasing, or decreasing annually depending on the value entered in the adjustment factor cell below. Input cannot be less than zero.
Note on S641: Note: Calculates the dollar value of the State Investment Tax Credit, if applicable.
Note on I642: Note: The Annual Property Tax Adjustment Factor allows the user to specify whether the Year One tax (or PILOT) value will remain fixed and flat, will decrease (a negative percentage value entered in this cell) or increase (a positive percentage value entered in this cell) over time.
Note on S642: Note: This input cell, the "Performance Based Incentive" or "PBI" is another potential incentive available to some specific projects. The PBI would be separate from a feed-in-tariff, but acts similarly in that it is per unit of production (typically kWh) income to a project. Some examples of PBIs include the Federal Production Tax Credit (applicable to private projects with tax appetites) and the Federal Renewable Energy Production Incentive (REPI), historically available to some public projects.
Note on I643: Note: The Land Lease input represents fixed payments to the site host (and possibly other affected parties) for the use of the land on which the project is located. Variable royalty payments may be applied in addition to, or in lieu of, the land lease payment through the "Royalties" input below, if applicable. Input cannot be less than zero.
Note on S643: Note: Impacts tax treatment of PBI if owner is a taxable entity.
Note on I644: Note: The royalties input accounts for variable payments to site hosts, neighbors, partners, or other parties which may have a stake in the project and which are NOT covered by the fixed "Land Lease" payment. Fixed payments may be applied in addition to, or in lieu of, the royalty payment through the "Land Lease" input above, if applicable. Inflation is NOT applied to this input. However, if tariff escalation is selected, then the assumed royalty payment will increase over time since it is calculated as a function of revenue over time. If the modeled project's royalty payments are not the same over time, then an average annual royalty payment should be calculated externally and entered in this cell. This input cannot be less than zero.
Note on S644: Note: This cell denotes the value of the Performance Based Incentive applicable to the project's first year of commercial operation. In some cases, this value will need to be calculated external to the model if such PBI is derived from a "base year" and specified inflation index. The following cells can be used to account for inflation and the maximum term of eligibility. Input cannot be less than zero.
Note on I645: Note: This cell calculates the resulting dollar value cost of royalties paid to landowners or other stakeholders based on the input above and project revenue. It is provided simply as a reference for the user.
Note on S645: Note: This is the length of time that a project would be eligible for any Performance Based Incentives outlined in the cell immediately above. For example, the Federal Renewable Energy Production Incentive and Production Tax Credit incentives are available for the first 10 years of project operation. Input cannot be less than zero.
Note on S646: Note: Performance Based Incentives are often adjusted to account for inflation. For example, the Federal Production Tax Credit (PTC) is adjusted each year to account for changes in the GDP IPD index. This cell can be used as a proxy for the inflation that would apply to any PBI incentive entered above. This input cannot be left blank.
Note on F647: See "unit" definitions at the bottom of this worksheet.
Note on S647: Note: In some cases, due to the nature of the requirements of some Performance Based Incentive programs, project owners are unable to maximize the full revenue stream of the incentive. For example, in the case of the Federal Production Tax Credit (PTC), the project owner may not have sufficienct tax appetite to fully utilize the tax credits. This input cell would allow the modeler to account for the owner's inability to fully utilize the PTC and/or the reduction of the PTC (a "haircut") due to the presence of subsidized (below market interest rate) financing. Input must be between 0% and 100%.
Note on I648: Note: The # of months from construction start to commercial operation. This input cannot be less than zero.
Note on S648: Note: Defines whether depreciation and PTC benefits are monetized in the period in which they are generated ("as generated" option), or whether these benefits must be delayed until the project has sufficient tax liability to use these benefits without relying on a 3rd-party investor with tax liability external to the project ("carried forward" method).
Note on I649: Note: The annual interest rate on construction debt. This input cannot be less than zero.
Note on I650: Note: A calculated value showing the interest accrued during the construction period. Rather than requiring the user to define a detailed construction draw-down schedule, this calculation makes the simplifying assumption that the total project cost is spent in equal parts in each month of the construction period. IDC is calculated on total project cost, assuming that any grants are collected after construction financing is repaid at time of permanent financing. This cell is only used with the "Intermediate" and "Complex" capital cost options. The "Simple" capital cost option assumes that all project costs, including IDC, are included in the single input.
Note on S650: Note: Include here the total dollar value of any state-specific cash grants or rebates. Input cannot be less than zero.
Note on S651: Note: Select here whether state grants are treated as taxable income. If no, depreciation basis is reduced.
Note on F652: See "unit" definitions at the bottom of this worksheet.
Note on I653: Note: For ease of use and comprehension by a wide range of stakeholders, this model allows the user to define the capital structure, and relies on mortgage-style amortization of the project debt. The "% Debt" input specifies the portion of funds borrowed, as a percentage of the total "hard costs." Equity is assumed to fund the remaining hard costs PLUS all "soft costs" (e.g. transaction costs and funding of initial reserve accounts, if applicable). This input cannot be less than zero. Where maximum sustainable leverage is desired, the user must manually adjust the "% Debt" entry upward to the highest point before the DSCRs no longer "Pass." If a specific % Debt is desired, and such % is higher than the maximum sustainable debt (such that it causes the DSCR to "Fail"), then the user must define the % Debt and then manually adjust the "Target After-Tax Equity IRR" upward until the DSCRs are met. The user should take note that when leverage becomes very high (and the corresponding equity contribution low), the "Target After-Tax Equity IRR" will need to be adjusted to levels exceeding typical commercial returns in order to maintain the DSCR ratio on such high debt levels. For this reason, it is not recommended that users solve for the COE associated with a % Debt that is beyond the maximum sustainable leverage. If a project is expected to be funded either by a pool of corporate funds or back-leveraged after commercial operation, the user might elect to enter 0% in the "% Debt" cell and enter a weighted average cost of capital (WACC) in the "Target After-Tax Equity IRR" cell.
Note on I654: Note: Debt "tenor" (also casually referred to as "term"), is the number of years in the debt repayment schedule. Caution: If the project will utilize debt, this value must be greater than zero but less than or equal to the total FIT contract duration.
Note on S654: Note: In the case of wind energy projects, one of the major hardware components is the gearbox. Gearboxes are typically warrantied for several years, and a measurable percentage may be expected to fail after approximately 7 to 12 years of operation. One or more blade replacement may also be necessary, at approxiamtely year 15. These input cells allow for assumptions regarding one or more gearbox, blade or other replacements over a project's useful life. Caution: Modelers should take into account the assumed contract duration and the project's useful life when considering whether to assume equipment replacements in the latter years of this analysis. Inputs should be greater than zero and less than the Project Useful Life.
Note on I655: Note: The all-in interest rate is the financing rate provided by the bank or other debt investor. This input cannot be less than zero.
Note on S655: Note: The cost of (or even need for) a gearbox replacement is difficult to assess, given that costs are attributable to an item that would be purchased more than 10 years from commercial operation. The input placed in this cell must be in nominal dollars -- reflecting the expected cost of the equipment in the year replaced. Funds sufficient to pay for this replacement are then reserved through operations in equal amounts until the year in which the replacement occurs. Note: This model assumes that future equipment purchases, such as gearboxes or blades, will be depreciated on 5-yr MACRS basis. Input must be greater than or equal to zero.
Note on I656: Note: A one-time fee collected by the lender and calculated as a % of the total loan amount. This value is typically between 1% and 4%. This input cannot be less than zero.
Note on S656: Note: In the case of wind energy projects, one of the major hardware components is the gearbox. Gearboxes are typically warrantied for several years, and a measurable percentage may be expected to fail after approximately 7 to 12 years of operation. One or more blade replacement may also be necessary, at approxiamtely year 15. These input cells allow for assumptions regarding one or more gearbox, blade or other replacements over a project's useful life. Caution: Modelers should take into account the assumed contract duration and the project's useful life when considering whether to assume equipment replacements in the latter years of this analysis. Inputs should be greater than zero and less than the Project Useful Life.
Note on I657: Note: The annual Debt Service Coverage Ratio is calculated by dividing the sum of the annual principal and interest payment into that year's operating cash flow. Lenders will require the DSCR to demonstrate the project's ability to easily meet its annual debt service obligation. Average DSCRs over the life of the loan typically range from 1.2 to 1.5 for private, commercially financed projects, or from 1.1 to 1.3 for publicly owned, bond-financed projects - depending on the level of reserves, or other surety, provided. The annual minimum DSCR will depend on the specific terms of the loan and the probability-weighting of the production estimate, but will likely be in the range of 1.0 to 1.3. This input must be greater than 1.
Note on S657: Note: The cost of (or even need for) a gearbox replacement is difficult to assess, given that costs are attributable to an item that would be purchased more than 10 years from commercial operation. The input placed in this cell must be in nominal dollars -- reflecting the expected cost of the equipment in the year replaced. Funds sufficient to pay for this replacement are then reserved through operations in equal amounts until the year in which the replacement occurs. Note: This model assumes that future equipment purchases, such as gearboxes or blades, will be depreciated on 5-yr MACRS basis. Input must be greater than or equal to zero.
Note on I658: Note: If "#N/A" appears, F9 should be pressed until the calculated COE achieves it's final value.
Note on S658: Note: In the case of wind energy projects, one of the major hardware components is the gearbox. Gearboxes are typically warrantied for several years, and a measurable percentage may be expected to fail after approximately 7 to 12 years of operation. One or more blade replacement may also be necessary, at approxiamtely year 15. These input cells allow for assumptions regarding one or more gearbox, blade or other replacements over a project's useful life. Caution: Modelers should take into account the assumed contract duration and the project's useful life when considering whether to assume equipment replacements in the latter years of this analysis. Inputs should be greater than zero and less than the Project Useful Life.
Note on I659: Note: This cell checks that the debt service coverage ratio exceeds the user-defined minimum in each operating year (see note in DSCR cell for definition and rationale for DSCR). If the test "fails", the user must choose from one of several options in order to cure this deficiency (the extent to which these options are available will be specific to each project): 1. reduce the amount of project level debt, 2. increase the feed-in tariff rate in order to generate cash flow sufficient to meet the bank's assumed coverage requirement. In the CREST model, this is done by manually increasing the "Target After-Tax Equity IRR." Other possible, but less likely, mechanisms include: 3. increase the loan tenor 4. decrease the interest rate
Note on S659: Note: The cost of (or even need for) a gearbox replacement is difficult to assess, given that costs are attributable to an item that would be purchased more than 10 years from commercial operation. The input placed in this cell must be in nominal dollars -- reflecting the expected cost of the equipment in the year replaced. Funds sufficient to pay for this replacement are then reserved through operations in equal amounts until the year in which the replacement occurs. Note: This model assumes that future equipment purchases, such as gearboxes or blades, will be depreciated on 5-yr MACRS basis. Input must be greater than or equal to zero.
Note on I660: Note: The annual Debt Service Coverage Ratio is calculated by dividing the sum of the annual principal and interest payment into that year's operating cash flow. Lenders will require the DSCR to demonstrate the project's ability to easily meet its annual debt service obligation. Average DSCRs over the life of the loan typically range from 1.2 to 1.5 for private, commercially financed projects, or from 1.1 to 1.3 for publicly owned, bond-financed projects - depending on the level of reserves, or other surety, provided. The annual minimum DSCR will depend on the specific terms of the loan and the probability-weighting of the production estimate, but will likely be in the range of 1.0 to 1.3. This input must be greater than 1.
Note on S660: Note: In the case of wind energy projects, one of the major hardware components is the gearbox. Gearboxes are typically warrantied for several years, and a measurable percentage may be expected to fail after approximately 7 to 12 years of operation. One or more blade replacement may also be necessary, at approxiamtely year 15. These input cells allow for assumptions regarding one or more gearbox, blade or other replacements over a project's useful life. Caution: Modelers should take into account the assumed contract duration and the project's useful life when considering whether to assume equipment replacements in the latter years of this analysis. Inputs should be greater than zero and less than the Project Useful Life.
Note on I661: Note: If "#N/A" appears, F9 should be pressed until the calculated COE achieves it's final value.
Note on S661: Note: The cost of (or even need for) a gearbox replacement is difficult to assess, given that costs are attributable to an item that would be purchased more than 10 years from commercial operation. The input placed in this cell must be in nominal dollars -- reflecting the expected cost of the equipment in the year replaced. Funds sufficient to pay for this replacement are then reserved through operations in equal amounts until the year in which the replacement occurs. Note: This model assumes that future equipment purchases, such as gearboxes or blades, will be depreciated on 5-yr MACRS basis. Input must be greater than or equal to zero.
Note on I662: Note: This cell checks that the average debt service coverage ratio exceeds the user-defined minimum during the period for which debt is outstanding (see note in DSCR cell for definition and rationale for DSCR). If the test "fails", the user must choose from one of several options in order to cure this deficiency (the extent to which these options are available will be specific to each project): 1. reduce the amount of project level debt, 2. increase the feed-in tariff rate in order to generate cash flow sufficient to meet the bank's assumed coverage requirement. In the CREST model, this is done by manually increasing the "Target After-Tax Equity IRR." Other possible, but less likely, mechanisms include: 3. increase the loan tenor 4. decrease the interest rate
Note on I663: Note: The portion of total project cost funded from equity investors. This cell is a calculation and not an input. It is calculated as 100% minus the "% Debt" entered above.
Note on P663: See "unit" definitions at the bottom of this worksheet.
Note on I664: Note: The target after-tax equity IRR is the equity investor's cost of capital -- or "discount rate" -- and is the minimum rate of return that the project owner will seek to attain in order to justify the project compared to alternative investments. The user should be explicit in his or her assumption regarding the term over which the target after-tax IRR is assumed to be realized. For example, the user could elect to align the return requirement with the tariff payment duration. In this case, the project useful life should be set equal to the tariff duration in order to calculate the COE associated with the target IRR over that period of time. In a second example, the user could elect to align the return requirement with the project's useful life. In this case, the user can either assume a tariff duration equal to the project life, or assume market-based revenue for the period after the tariff and before the end of the assumed project useful life. This input cannot be less than zero. If a project is expected to be funded either by a pool of corporate funds or back-leveraged after commercial operation, the user might elect to enter 0% in the "% Debt" cell and enter a weighted average cost of capital (WACC) in the "Target After-Tax Equity IRR" cell.
Note on I665: Note: The weighted average cost of capital combines the after-tax cost of both equity and debt in proportion to their use, and is calculated here for reference.
Note on S665: Note: In order to ensure that project owners have sufficient funds to decommission and remove equipment at the end of a project's life, many owners choose to create and fund a reserve account throughout the course of project. This input cell allows the modeler to choose whether to pay for project removal by creating and funding a reserve account over the project life by selecting "Operations" or to assume that a project's removal will be funded by selling the equipment, by selecting "Salvage".
Note on I666: Note: This cell represents the costs of both equity and debt due diligence (if applicable) and other transaction costs. Input cannot be less than zero.
Note on S666: Note: This input cell allows the user to assume the creation of a reserve account. The value entered here will be accounted for in the project's cash flow, and would be funded evenly over the number of years available between the project's commercial operation and the end of its useful life. Input cannot be less than zero.
Note on P668: See "unit" definitions at the bottom of this worksheet.
Note on I669: NOTE: The "sources of funding" cells summarize the amount of capital contributed from equity, debt and grants, if applicable. The sum is the same at the project's "Total Installed Cost."
Note on I670: NOTE: The "sources of funding" cells summarize the amount of capital contributed from equity, debt and grants, if applicable. The sum is the same as the project's "Total Installed Cost."
Note on S670: Note: Lenders typically require the project owner to establish a reserve account prior to the commencement of operations to ensure that loan repayments occur in full and on time even if the project has insufficient operating cash flow in a specific period due to lower than expected production, higher costs, or both. The size of the reserve account is typically equal to 6 months of debt service obligation. Input cannot be less than zero.
Note on I671: NOTE: The "sources of funding" cells summarize the amount of capital contributed from equity, debt and grants, if applicable. The sum is the same as the project's "Total Installed Cost." As previously described, this value excludes the ITC Cash Grant, which must be financed prior to commercial operation.
Note on S671: Note: Calculated value based on the # months of required reserve and the capital structure and associated periodic debt obligation.
Note on I672: NOTE: The "sources of funding" cells summarize the amount of capital contributed from equity, debt and grants, if applicable. The sum is the same as the project's "Total Installed Cost."
Note on S673: Note: Lenders typically require the project owner to establish a reserve account prior to the commencement of operations to ensure that all O&M expenses can be met even if the project has insufficient operating cash flow in a specific period due to lower than expected production, higher costs, or both. The size of the reserve account is typically 3 to 6 months of O&M expenses, and includes all categories of O&M expenses. Input cannot be less than zero.
Note on F674: See "unit" definitions at the bottom of this worksheet.
Note on S674: Note: Calculated value based on the # months of required reserve and all annual operating expenses.
Note on I675: Note: Defines whether the project owner is a taxable or non-taxable entity. This determines the treatment of income taxes and other tax-related items.
Note on S675: Note: Unused reserves earn interest at this rate. Input cannot be less than zero.
Note on I676: Note: Defines the project's federal income tax rate, if applicable. Input cannot be less than zero.
Note on I677: Note: Defines whether depreciation and PTC benefits are monetized in the period in which they are generated ("as generated" option) or whether these benefits must be delayed until the project has sufficient tax liability to use these benefits without relying on a 3rd-party investor with tax liability external to the project ("carried forward" method).
Note on I678: Note: Defines the project's state income tax rate, if applicable. Input cannot be less than zero.
Note on S678: Note: To qualify for Bonus Depreciation the property must have a recovery period of 20 years or less (under normal federal tax depreciation rules), and the project must commence operation in the year in which bonus depreciation is in effect and under the ownership of the entity claiming the deduction. For qualifying projects, the owner is entitled to deduct 50% of the adjusted basis of the property during the tax year the property is first placed in service. The remaining 50% of the adjusted basis of the property is depreciated over the ordinary MACRS depreciation schedule. The bonus depreciation rules do not override the depreciation limit applicable to projects qualifying for the federal ITC. Before calculating depreciation for such a project, including any bonus depreciation, the adjusted basis of the project must be reduced by one-half of the amount of the ITC for which the project qualifies.
Note on I679: Note: Defines whether depreciation and PTC benefits are monetized in the period in which they are generated ("as generated" option) or whether these benefits must be delayed until the project has sufficient tax liability to use these benefits without relying on a 3rd-party investor with tax liability external to the project ("carried forward" method).
Note on P679: Jason Gifford: The Consolidated Appropriations Act, signed in December 2015, extended the "placed in service" deadline for bonus depreciation. Equipment placed in service before January 1, 2018 can qualify for 50% bonus depreciation. Equipment placed in service during 2018 can qualify for 40% bonus depreciation. And equipment placed in service during 2019 can qualify for 30% bonus depreciation.
Note on S679: Note: This input allows the user to define the bonus depreciation % applied in Year 1, if applicable. Historically, federal bonus depreciation has been 50% of the eligible cost basis (after taking into account reductions in such cost basis for the ITC, if applicable). Input cannot be less than zero.
Note on I680: Note: Takes into account the interaction between federal and state tax rates. This is a calculated value.
Note on I681: Note: Depreciation accounts for the "use" of equipment for tax purposes. The depreciation inputs are provided in the table to the right and on the Complex Capital Costs tab when this option is selected.
Note on AB682: Note: When the "Simple" capital cost option is selected, the depreciation of total project costs is divided among the classifications using this row. The depreciation options associated with other levels of cost detail will be hidden. This row must sum to 100%.
Note on AB683: Note: When the "Intermediate" capital cost option is selected, the allocation of the specified cost category across the depreciation classifications is done using this row. The depreciation options associated with other levels of cost detail will be hidden. This row must sum to 100%.
Note on AB684: Note: When the "Intermediate" capital cost option is selected, the allocation of the specified cost category across the depreciation classifications is done using this row. The depreciation options associated with other levels of cost detail will be hidden. This row must sum to 100%.
Note on AB685: Note: When the "Intermediate" capital cost option is selected, the allocation of the specified cost category across the depreciation classifications is done using this row. The depreciation options associated with other levels of cost detail will be hidden. This row must sum to 100%.
Note on AB686: Note: When the "Intermediate" capital cost option is selected, the allocation of the specified cost category across the depreciation classifications is done using this row. The depreciation options associated with other levels of cost detail will be hidden. This row must sum to 100%.
Note on AB687: Note: When the "Intermediate" capital cost option is selected, the allocation of the specified cost category across the depreciation classifications is done using this row. The depreciation options associated with other levels of cost detail will be hidden. This row must sum to 100%.
Note on AB688: Note: When the "Complex" capital cost option is selected, each line items is assigned its own depreciation classification using a drop-down menu on the Complex Capital Costs tab.
Note on C693: The "Check" column evaluates whether or not values have been enterred in all required fields. Green denotes an accepted entry in a required field or a calculation for which the minimum required precedents have been satisfied. Red denotes the absence of an entry in a required field, or a calculation for which the minimum required precendents have NOT been satisfied. Please note that while the "Check" column ensures the population of all required fields, this column does NOT validate the magnitude of such entries. It is the model user's responsibility to provide inputs which accurately represent the project being modeled. In some cases, a range of typical values for a specified input are provided in that input's "Notes" cell.
Note on I693: Each cell in the "Notes" column provides a brief description of the input in the corresponding row, its application within the model, and (in some cases) the range of values that might be expected to populate that input cell. It is the model user's responsibility, however, to research and validate the applicability of, and appropriate value for, each input.
Note on M693: The "Check" column evaluates whether or not values have been enterred in all required fields. Green denotes an accepted entry in a required field or a calculation for which the minimum required precedents have been satisfied. Red denotes the absence of an entry in a required field, or a calculation for which the minimum required precendents have NOT been satisfied. Please note that while the "Check" column ensures the population of all required fields, this column does NOT validate the magnitude of such entries. It is the model user's responsibility to provide inputs which accurately represent the project being modeled. In some cases, a range of typical values for a specified input are provided in that input's "Notes" cell.
Note on S693: Each cell in the "Notes" column provides a brief description of the input in the corresponding row, its application within the model, and (in some cases) the range of values that might be expected to populate that input cell. It is the model user's responsibility, however, to research and validate the applicability of, and appropriate value for, each input.
Note on F695: See "unit" definitions at the bottom of this worksheet.
Note on P695: See "unit" definitions at the bottom of this worksheet.
Note on I696: Note: This is the aggregate nameplate rating for the entire generating facility. Input must be greater than zero.
Note on S696: Note: The FIT contract length is the number of years for which the rate specified by this model is available. This term is established by policymakers and must be less than or equal to the project's useful life. The contract duration is also different than the debt tenor (if applicable), which is specified in the Permanent Financing section below.
Note on I697: Note: Capacity Factor is the % representation of the actual production vs. the theoretical maximum annual production of an energy project. This model requires the input of a Net Capacity Factor, meaning that the estimate of actual energy production should take into account all electricity losses (including those incurred between the generating facility and the contract delivery point), scheduled and unscheduled maintenance, forced outages, wake effects, icing, and any other factors that could reduce production. Wind projects typically have a capacity factor between 25% and 40% depending on region and site-specific topography. Input must be between 0% and 100%.
Note on S697: Note: This is the portion (%) of the tariff which is subject to annual escalation. Program administrators may determine that some or all of the tariff rate should be escalated to reflect the uncertainty associated with the future cost of owning and operating an electricity generating facility. This input is separate from the inflation assumed to apply to certain O&M expenses, which is provided as an input in the O&M section below. Input must be between 0% and 100%.
Note on I698: Note: This is a calculation, based on the system size and capacity factor provided above.
Note on S698: Note: To calculate a nominal levelized tariff rate, the "feed-in tariff escalation rate" field should be set to zero. Where applied, tariff rate escalation is intended to serve as a risk mitigating tool, at least partially protecting the project investor from the uncertainty associated with the future cost of owning and operating the renewable energy facility. The escalation rate can be used to assume a year over year increase in all, or a portion, of the per unit payment provided to eligible generators. This concept is separate from inflationary adjustments to future operating cost assumptions -- which are input below. This rate is applied annually. Note that in this model, calendar years and tariff years are aligned. Caution: A value must be entered into this cell in order for the model to function properly. The input can be positive or negative (if the FIT value decreases over time), and a typical value may fall between 0% and 5%.
Note on I699: Note: The natural aging of the mechanical components of a wind turbine generator may lead to a drop in turbine availability (or efficiency), and therefore production, over time. This input allows the user to model the potential for such degradation, which may be between 0% and 2% per year. If the modeled "Net Capacity Factor" is intented to take long-term average availability into account, then the user may wish to enter 0% in the Annual Production Degradation field. Input must be => 0%.
Note on I700: Note: The Project Useful Life is the number of years that the project is expected to be fully operational, reliably delivering electricity to the grid, and generating revenue. This concept is different from the FIT Contract Length, which is administratively determined by policymakers. These two values may be the same if a FIT contract is offered for the project's entire expected useful life. This approach is likely to generate the lowest tariff rate, while successfully attracting investors to renewable energy projects. The CREST model is built for a maximum Project Useful Life of 30 years. Input must be greater than 0 and less than or equal to 30.
Note on S700: Note: If the designated "FIT Contract Length" is less than the defined "Project Useful Life", then this grouping of inputs is used to calculate the project's market-based revenue during the period from FIT contract expiration to the end of the project's life.
Note on S701: Note: Selecting "Year One" forecasts the total market value of production based on an estimate of that value in the project's first year of commercial operation and a user-defined escalation rate. Selecting "Year-by-Year" enables the user to enter unique annual values for the period after the FIT expires and before the end of the project's useful life.
Note on F702: See "unit" definitions at the bottom of this worksheet.
Note on S702: Note: This is the combined (or "bundled") market value of energy + capacity + Renewable Energy Credtis (RECs) in the same year in which the project's first enters commercial operation. This input must be greater than zero.
Note on I703: Note: This model alllows the user to input system cost at 1 of 3 levels of detail: "simple", "intermediate" or "complex." Simple offers a single input in $/kW, Intermediate offers five cost subcategories in total dollars, and Complex offers line-by-line project costing with user-defined categories and costs per line-item. Select your preferred method and use the cells below to enter your cost information. If you choose the "Complex" option, you will need to follow the link below to the "Complex Capital Costs" tab.
Note on S703: Note: When the "Year One" forecast methodology is selected, this is the user-defined escalation rate at which the market value of production is expected to change. Input must be greater than zero.
Note on I704: Note: When "Simple" is selected in the Cost Level of Detail cell, this "Total Installed Cost" row represents the total expected all-in project cost, which should include all hardware, balance of plant, interconnection, design, construction, permitting, development (including developer fee), interest during construction and financing costs. This figure should not account for any tax incentives, grants, or other cash incentives, each of which will be addressed elsewhere in the model. This figure should, however, reflect any applicable sales tax or exemptions thereof. Input must be greater than zero.
Note on S704: Note: When "Year-by-Year" market value of production forecast is selected, this link brings the user to another worksheet on which unique annual values may be entered.
Note on I705: Note: "Generation Equipment" should include hardware such as the generator, blades and tower. Caution: the model assumes that if "Intermediate" is selected as the level of detail section, the "Generation Equipment" row must have a value greater than zero.
Note on I706: Note: Balance of Plant (also known as Balance of System) represents all infrastructure, site prep and labor supporting the installation of the generation equipment. BOP costs include foundations, mounting devices, other hardware, and labor not already accounted for in the "Generation Equipment" row. Input cannot be less than zero.
Note on P706: See "unit" definitions at the bottom of this worksheet.
Note on I707: Note: The "Interconnection" row should account for all project costs relating to connecting to the grid, such as the construction of transmission lines, permitting costs with the utility, and start-up costs. This category will also include the cost of a new substation, if necessary. Regulators wishing to explore the potential that interconnection costs may be recovered from ratepayers separately can elect to enter zeros in this cost category whenever "Intermediate" or "Complex" is selected. Input cannot be less than zero.
Note on S707: Note: This drop-down input cell allows the user to specify whether federal incentives are cost-based (e.g. an investment tax credit) or performance-based (e.g. a PTC). The magnitude and terms of these incentives are set in the cells below. For more information, a useful resource for researching federal and state incentives online is: http://dsireusa.org/ *See bottom of introduction page for a list of links
Note on E708: Jason Gifford: Converted to "admin cost" for community remote DG
Note on I708: Note: The "Development Costs" row should include all costs relating to project management, studies, engineering, permitting, contingencies, success fees, and other soft costs not accounted for elsewhere in the "Intermediate" cost breakdown. Input cannot be less than zero.
Note on S708: Note: Some renewable energy projects may be eligible to take advantagee of Federal incentives such as the Investment Tax Credit or a Treasury Grant. Information on eligibility for funding opportunities such as these is available online at: http://dsireusa.org/incentives/incentive.cfm?Incentive_Code=US02F&re=1&ee=1 *See bottom of introduction page for a list of links
Note on I709: Note: The "Reserves & Financing Costs" row accounts for all costs relating to financing, such as lender fees, closing costs, legal fees, interest during construction, due diligence costs, and any other relevant, financing relating costs. The model calculates this field by aggregating G22 through G25, G51, G54, G63, G66, Q57 and Q60.
Note on S709: NOTE: The maximum potential Investment Tax Credit (ITC) benefit is assumed to be 30% of those project costs which are depreciable on the 5-year MACRS schedule. This 'eligible costs' assumption is purposefully simplified for this analysis. Project costs depreciated on other bases may also be eligible for the ITC. Developers should consult with tax counsel for project-specific depreciation and ITC treatment of each project cost.
Note on I710: Note: If you wish to enter your project costs under the "Complex" format, select Complex from the drop-down menu and use the link to the left to access additional worksheets which provide the opportunitiy to add significant, additional detail on project costs. Once complete, the model will roll up the detailed costs and populate this row with the resultant final project cost.
Note on S710: NOTE: As a tax credit, the ITC is only usable by project owners with positive federal income tax liability. In cases where the owner's tax liability in the calendar year of the project's first commercial operation exceeds the ITC amount, the user may enter 100% in this field and assume full utilization of the ITC. If the owner's tax liability is less than the available ITC, the user may either enter a % value less than 100% or select the "carried forward" method in the "Tax Benefits used as generated or carried forward?" cell. Input must be between 0% and 100%.
Note on I711: Note: The total system cost is a calculation, based on the level of detail selected and the assocated inputs.
Note on S711: Note: Calculates the dollar value of the Investment Tax Credit or Cash Grant, if applicable.
Note on I712: Note: Calculation based on the total system cost in the cell above and the system size reported. Typical costs (as of 2010) fall between $2,000/kW and $3,000/kW.
Note on S712: Note: This input cell, the "Performance Based Incentive" or "PBI" is another potential incentive available to some specific projects. The PBI would be separate from a feed-in-tariff, but acts similarly in that it is per unit of production (typically kWh) income to a project. Some examples of PBIs include the Federal Production Tax Credit (applicable to private projects with tax appetites) and the Federal Renewable Energy Production Incentive (REPI), historically available to some public projects.
Note on I713: Note: This cell calculates the total of all applicable grants, excluding the payment in lieu of the Federal ITC (also known as the ITC Cash Grant, or Cash Grant), if applicable. The ITC Cash Grant is considered separately because unlike grants issued upfront and used to offset capital costs, the ITC Cash Grant is disbursed approxiamtely 60 days after the start of commercial operations and therefore becomes an integral part of the project's financing. Where grants are treated as taxable income, this cell calculates the after-tax impact on the total cost of the project.
Note on S713: Note: This cell denotes the value of the Performance Based Incentive applicable to the project's first year of commercial operation. In some cases, this value will need to be calculated external to the model if such PBI is derived from a "base year" and specified inflation index. The following cells can be used to account for inflation and the maximum term of eligibility. Input cannot be less than zero.
Note on I714: Note: Calculation of total project cost net applicable grants.
Note on S714: Note: This is the length of time that a project would be eligible for any Performance Based Incentives outlined in the cell immediately above. For example, the Federal Renewable Energy Production Incentive and Production Tax Credit incentives are available for the first 10 years of project operation. Input cannot be less than zero.
Note on I715: Note: Calculation, based on net project cost and total installed capacity.
Note on S715: Note: Performance Based Incentives are often adjusted to account for inflation. For example, the Federal Production Tax Credit (PTC) is adjusted each year to account for changes in the GDP IPD index. This cell can be used as a proxy for the inflation that would apply to any PBI incentive entered above. This input cannot be left blank.
Note on S716: Note: In some cases, due to the nature of the requirements of some Performance Based Incentive programs, project owners are unable to maximize the full revenue stream of the incentive. For example, in the case of the Federal Production Tax Credit (PTC), the project owner may not have sufficienct tax appetite to fully utilize the tax credits. This input cell would allow the modeler to account for the owner's inability to fully utilize the PTC and/or the reduction of the PTC (a "haircut") due to the presence of subsidized (below market interest rate) financing. Incentive "availability" will likely be a factor if this cell is being used to model the cash-based Renewable Energy Production Incentive (REPI). The REPI program has historically been underfunded; available monies are allocated pro rata among eligible projects. In this case, the value entered in this cell should reflect the user's expectation of the fraction of the face value REPI payment that will be available over the applicable incentive term. Input must be between 0% to 100%.
Note on F717: See "unit" definitions at the bottom of this worksheet.
Note on S717: Note: Defines whether depreciation and PTC benefits are monetized in the period in which they are generated ("as generated" option) or whether these benefits must be delayed until the project has sufficient tax liability to use these benefits without relying on a 3rd-party investor with tax liability external to the project ("carried forward" method).
Note on I718: Note: Select either "Simple" or "Intermediate" O&M expense detail using the drop-down menu to the right.
Note on I719: Note: If "Simple" is selected in the cell above, then this input should reflect the total expected fixed cost of project operations and maintenance, in $/kW-yr. This includes the insurance, project management, property tax (or payment in lieu thereof), land lease, and royalty expenses which would have been broken out separately in the "Intermediate" case. Other labor and spare parts should also be included in this estimate. If the user has obtained O&M expense estimates from a third-party, it is critical to understand which costs have been included. If the user is not certain that all of the above-listed expenses are included in the fixed cost estimate, then the "Intermediate" approach should be used and these expenses should be entered separately. If "Intermediate" is selected, then this input should reflect the expected annual fixed O&M cost before taking into account the additional listed expenses, which are entered below. In all cases, fixed O&M would include - among others - the ongoing cost of obtaining daily, weekly or monthly production estimates based on weather and other factors. Input value must be greater than zero.
Note on S719: Note: Some renewable energy projects may be eligible for other federal grants as well, such as funding from the U.S. Department of Agriculture. This input cell can be used to capture those funding opportunities, some of which are outlined online at: http://dsireusa.org/incentives/index.cfm?state=us&re=1&EE=1 *See bottom of introduction page for a list of links Input cannot be less than zero.
Note on I720: Note: This cell provides the user with the option of accounting for O&M expenses (such as labor and spare parts) which are more easily estimated and modeled on a variable, cents per kWh basis. If "Simple" is selected above, then this cell should also take into account variable costs, such as royalties, if such annual expenses are not already accounted for in the fixed cost input above. Input cannot be less than zero.
Note on S720: Note: Select here whether federal grants (other than the section 1603 payment in lieu of the ITC/PTC) are treated as taxable income. If no, depreciation basis is reduced.
Note on I721: Note: This inflation rate applies to both fixed and variable O&M expense, insurance, and project management costs entered above, if applicable. The model allows the user to specify an inflation assumption for an "initial period" and a second inflation assumption "thereafter." These inputs can be used to account for inflation which might be fixed during an initial O&M service contract, but are unknown thereafter. The final year of the "initial period" is user-defined (e.g. final year of an O&M service contract). The purpose of this feature is also to recognize that inflationary trends may change over time, or that some projects may not expect inflation of O&M expenses for the first several years, but may expect inflation thereafter. This inflation rate does not apply to PILOT or Royalty costs. Input cannot be less than zero.
Note on I722: Note: This feature allows the user to assume that the rate at which expenses change over time is not constant. This cell provides the year in which the first inflation period ends. Input cannot be less than zero.
Note on P722: See "unit" definitions at the bottom of this worksheet.
Note on I723: Note: This cell provides the inflation rate for the remainder of the project's useful life. Input must be greater than zero.
Note on S723: Note: This drop-down input cell allows the user to specify whether state incentives are cost-based (e.g. an investment tax credit) or performance-based (e.g. a PTC or cash payment). If no state incentive is available or useable by the modeled project, the user will select "Neither." The magnitude and terms of these incentives are set in the cells below. For more information, a useful resource for researching federal and state incentives online is: http://dsireusa.org/ *See bottom of introduction page for a list of links
Note on I724: Note: Project owners, or hosts, are required to carry insurance. This input accounts for the estimated cost of insuring the modeled power generating facility. Input cannot be less than zero.
Note on S724: NOTE: The maximum potential Investment Tax Credit (ITC) benefit is assumed to be 30% of those project costs which are depreciable on the 5-year MACRS schedule.
Note on I725: Note: This cell calculates the resulting dollar value cost of insurance based on the input above and the project installed cost (net of financing costs). It is provided simply as a reference for the user.
Note on S725: NOTE: As a tax credit, the ITC is only usable by project owners with positive federal income tax liability. In cases where the owner's tax liability in the calendar year of the project's first commercial operation exceeds the ITC amount, the user may enter 100% in this field and assume full utilization of the ITC. If the owner's tax liability is less than the available ITC, a % less than 100% must be entered in order to represent a less efficient utilization of this federal tax incentive. Input must be betwee 0% and 100%.
Note on I726: Note: "Project Management" accounts for the cost of staff time related to managing the project's Power Purchase Agreements, grid integration, and periodic reporting to the system operator and policymakers. Input cannot be less than zero.
Note on S726: Note: Specifies whether the available ITC is realized in a single year or over multiple years. This input will be specified by state-specific law or regulation. A good resource on available state incentives is: http://dsireusa.org/ *See bottom of introduction page for a list of links Input must be greater than 1 and less than the Project Useful Life.
Note on I727: Note: "Property Tax or PILOT" accounts for costs associated with any local taxes incurred by the project. Many states offer tax exemptions for renewable energy systems; to check your local applicability, please visit: http://dsireusa.org/ This line can also be used to account for any PILOTs or Payment in Leiu of Taxes. Developers often negotiate a PILOT with the local community to secure a fixed, predictable payment that serves both parties appropriately. This model allows the user to input a year-one Property Tax or PILOT value along with an annual property tax adjsutment factor (see next cell down). As a result, taxes can be modeled as flat, increasing, or decreasing annually depending on the value entered in the adjustment factor cell below. Input cannot be less than zero.
Note on S727: Note: Calculates the dollar value of the State Investment Tax Credit, if applicable.
Note on I728: Note: The Annual Property Tax Adjustment Factor allows the user to specify whether the Year One tax (or PILOT) value will remain fixed and flat, will decrease (a negative percentage value entered in this cell) or increase (a positive percentage value entered in this cell) over time.
Note on S728: Note: This input cell, the "Performance Based Incentive" or "PBI" is another potential incentive available to some specific projects. The PBI would be separate from a feed-in-tariff, but acts similarly in that it is per unit of production (typically kWh) income to a project. Some examples of PBIs include the Federal Production Tax Credit (applicable to private projects with tax appetites) and the Federal Renewable Energy Production Incentive (REPI), historically available to some public projects.
Note on I729: Note: The Land Lease input represents fixed payments to the site host (and possibly other affected parties) for the use of the land on which the project is located. Variable royalty payments may be applied in addition to, or in lieu of, the land lease payment through the "Royalties" input below, if applicable. Input cannot be less than zero.
Note on S729: Note: Impacts tax treatment of PBI if owner is a taxable entity.
Note on I730: Note: The royalties input accounts for variable payments to site hosts, neighbors, partners, or other parties which may have a stake in the project and which are NOT covered by the fixed "Land Lease" payment. Fixed payments may be applied in addition to, or in lieu of, the royalty payment through the "Land Lease" input above, if applicable. Inflation is NOT applied to this input. However, if tariff escalation is selected, then the assumed royalty payment will increase over time since it is calculated as a function of revenue over time. If the modeled project's royalty payments are not the same over time, then an average annual royalty payment should be calculated externally and entered in this cell. This input cannot be less than zero.
Note on S730: Note: This cell denotes the value of the Performance Based Incentive applicable to the project's first year of commercial operation. In some cases, this value will need to be calculated external to the model if such PBI is derived from a "base year" and specified inflation index. The following cells can be used to account for inflation and the maximum term of eligibility. Input cannot be less than zero.
Note on I731: Note: This cell calculates the resulting dollar value cost of royalties paid to landowners or other stakeholders based on the input above and project revenue. It is provided simply as a reference for the user.
Note on S731: Note: This is the length of time that a project would be eligible for any Performance Based Incentives outlined in the cell immediately above. For example, the Federal Renewable Energy Production Incentive and Production Tax Credit incentives are available for the first 10 years of project operation. Input cannot be less than zero.
Note on S732: Note: Performance Based Incentives are often adjusted to account for inflation. For example, the Federal Production Tax Credit (PTC) is adjusted each year to account for changes in the GDP IPD index. This cell can be used as a proxy for the inflation that would apply to any PBI incentive entered above. This input cannot be left blank.
Note on F733: See "unit" definitions at the bottom of this worksheet.
Note on S733: Note: In some cases, due to the nature of the requirements of some Performance Based Incentive programs, project owners are unable to maximize the full revenue stream of the incentive. For example, in the case of the Federal Production Tax Credit (PTC), the project owner may not have sufficienct tax appetite to fully utilize the tax credits. This input cell would allow the modeler to account for the owner's inability to fully utilize the PTC and/or the reduction of the PTC (a "haircut") due to the presence of subsidized (below market interest rate) financing. Input must be between 0% and 100%.
Note on I734: Note: The # of months from construction start to commercial operation. This input cannot be less than zero.
Note on S734: Note: Defines whether depreciation and PTC benefits are monetized in the period in which they are generated ("as generated" option), or whether these benefits must be delayed until the project has sufficient tax liability to use these benefits without relying on a 3rd-party investor with tax liability external to the project ("carried forward" method).
Note on I735: Note: The annual interest rate on construction debt. This input cannot be less than zero.
Note on I736: Note: A calculated value showing the interest accrued during the construction period. Rather than requiring the user to define a detailed construction draw-down schedule, this calculation makes the simplifying assumption that the total project cost is spent in equal parts in each month of the construction period. IDC is calculated on total project cost, assuming that any grants are collected after construction financing is repaid at time of permanent financing. This cell is only used with the "Intermediate" and "Complex" capital cost options. The "Simple" capital cost option assumes that all project costs, including IDC, are included in the single input.
Note on S736: Note: Include here the total dollar value of any state-specific cash grants or rebates. Input cannot be less than zero.
Note on S737: Note: Select here whether state grants are treated as taxable income. If no, depreciation basis is reduced.
Note on F738: See "unit" definitions at the bottom of this worksheet.
Note on I739: Note: For ease of use and comprehension by a wide range of stakeholders, this model allows the user to define the capital structure, and relies on mortgage-style amortization of the project debt. The "% Debt" input specifies the portion of funds borrowed, as a percentage of the total "hard costs." Equity is assumed to fund the remaining hard costs PLUS all "soft costs" (e.g. transaction costs and funding of initial reserve accounts, if applicable). This input cannot be less than zero. Where maximum sustainable leverage is desired, the user must manually adjust the "% Debt" entry upward to the highest point before the DSCRs no longer "Pass." If a specific % Debt is desired, and such % is higher than the maximum sustainable debt (such that it causes the DSCR to "Fail"), then the user must define the % Debt and then manually adjust the "Target After-Tax Equity IRR" upward until the DSCRs are met. The user should take note that when leverage becomes very high (and the corresponding equity contribution low), the "Target After-Tax Equity IRR" will need to be adjusted to levels exceeding typical commercial returns in order to maintain the DSCR ratio on such high debt levels. For this reason, it is not recommended that users solve for the COE associated with a % Debt that is beyond the maximum sustainable leverage. If a project is expected to be funded either by a pool of corporate funds or back-leveraged after commercial operation, the user might elect to enter 0% in the "% Debt" cell and enter a weighted average cost of capital (WACC) in the "Target After-Tax Equity IRR" cell.
Note on I740: Note: Debt "tenor" (also casually referred to as "term"), is the number of years in the debt repayment schedule. Caution: If the project will utilize debt, this value must be greater than zero but less than or equal to the total FIT contract duration.
Note on S740: Note: In the case of wind energy projects, one of the major hardware components is the gearbox. Gearboxes are typically warrantied for several years, and a measurable percentage may be expected to fail after approximately 7 to 12 years of operation. One or more blade replacement may also be necessary, at approxiamtely year 15. These input cells allow for assumptions regarding one or more gearbox, blade or other replacements over a project's useful life. Caution: Modelers should take into account the assumed contract duration and the project's useful life when considering whether to assume equipment replacements in the latter years of this analysis. Inputs should be greater than zero and less than the Project Useful Life.
Note on I741: Note: The all-in interest rate is the financing rate provided by the bank or other debt investor. This input cannot be less than zero.
Note on S741: Note: The cost of (or even need for) a gearbox replacement is difficult to assess, given that costs are attributable to an item that would be purchased more than 10 years from commercial operation. The input placed in this cell must be in nominal dollars -- reflecting the expected cost of the equipment in the year replaced. Funds sufficient to pay for this replacement are then reserved through operations in equal amounts until the year in which the replacement occurs. Note: This model assumes that future equipment purchases, such as gearboxes or blades, will be depreciated on 5-yr MACRS basis. Input must be greater than or equal to zero.
Note on I742: Note: A one-time fee collected by the lender and calculated as a % of the total loan amount. This value is typically between 1% and 4%. This input cannot be less than zero.
Note on S742: Note: In the case of wind energy projects, one of the major hardware components is the gearbox. Gearboxes are typically warrantied for several years, and a measurable percentage may be expected to fail after approximately 7 to 12 years of operation. One or more blade replacement may also be necessary, at approxiamtely year 15. These input cells allow for assumptions regarding one or more gearbox, blade or other replacements over a project's useful life. Caution: Modelers should take into account the assumed contract duration and the project's useful life when considering whether to assume equipment replacements in the latter years of this analysis. Inputs should be greater than zero and less than the Project Useful Life.
Note on I743: Note: The annual Debt Service Coverage Ratio is calculated by dividing the sum of the annual principal and interest payment into that year's operating cash flow. Lenders will require the DSCR to demonstrate the project's ability to easily meet its annual debt service obligation. Average DSCRs over the life of the loan typically range from 1.2 to 1.5 for private, commercially financed projects, or from 1.1 to 1.3 for publicly owned, bond-financed projects - depending on the level of reserves, or other surety, provided. The annual minimum DSCR will depend on the specific terms of the loan and the probability-weighting of the production estimate, but will likely be in the range of 1.0 to 1.3. This input must be greater than 1.
Note on S743: Note: The cost of (or even need for) a gearbox replacement is difficult to assess, given that costs are attributable to an item that would be purchased more than 10 years from commercial operation. The input placed in this cell must be in nominal dollars -- reflecting the expected cost of the equipment in the year replaced. Funds sufficient to pay for this replacement are then reserved through operations in equal amounts until the year in which the replacement occurs. Note: This model assumes that future equipment purchases, such as gearboxes or blades, will be depreciated on 5-yr MACRS basis. Input must be greater than or equal to zero.
Note on I744: Note: If "#N/A" appears, F9 should be pressed until the calculated COE achieves it's final value.
Note on S744: Note: In the case of wind energy projects, one of the major hardware components is the gearbox. Gearboxes are typically warrantied for several years, and a measurable percentage may be expected to fail after approximately 7 to 12 years of operation. One or more blade replacement may also be necessary, at approxiamtely year 15. These input cells allow for assumptions regarding one or more gearbox, blade or other replacements over a project's useful life. Caution: Modelers should take into account the assumed contract duration and the project's useful life when considering whether to assume equipment replacements in the latter years of this analysis. Inputs should be greater than zero and less than the Project Useful Life.
Note on I745: Note: This cell checks that the debt service coverage ratio exceeds the user-defined minimum in each operating year (see note in DSCR cell for definition and rationale for DSCR). If the test "fails", the user must choose from one of several options in order to cure this deficiency (the extent to which these options are available will be specific to each project): 1. reduce the amount of project level debt, 2. increase the feed-in tariff rate in order to generate cash flow sufficient to meet the bank's assumed coverage requirement. In the CREST model, this is done by manually increasing the "Target After-Tax Equity IRR." Other possible, but less likely, mechanisms include: 3. increase the loan tenor 4. decrease the interest rate
Note on S745: Note: The cost of (or even need for) a gearbox replacement is difficult to assess, given that costs are attributable to an item that would be purchased more than 10 years from commercial operation. The input placed in this cell must be in nominal dollars -- reflecting the expected cost of the equipment in the year replaced. Funds sufficient to pay for this replacement are then reserved through operations in equal amounts until the year in which the replacement occurs. Note: This model assumes that future equipment purchases, such as gearboxes or blades, will be depreciated on 5-yr MACRS basis. Input must be greater than or equal to zero.
Note on I746: Note: The annual Debt Service Coverage Ratio is calculated by dividing the sum of the annual principal and interest payment into that year's operating cash flow. Lenders will require the DSCR to demonstrate the project's ability to easily meet its annual debt service obligation. Average DSCRs over the life of the loan typically range from 1.2 to 1.5 for private, commercially financed projects, or from 1.1 to 1.3 for publicly owned, bond-financed projects - depending on the level of reserves, or other surety, provided. The annual minimum DSCR will depend on the specific terms of the loan and the probability-weighting of the production estimate, but will likely be in the range of 1.0 to 1.3. This input must be greater than 1.
Note on S746: Note: In the case of wind energy projects, one of the major hardware components is the gearbox. Gearboxes are typically warrantied for several years, and a measurable percentage may be expected to fail after approximately 7 to 12 years of operation. One or more blade replacement may also be necessary, at approxiamtely year 15. These input cells allow for assumptions regarding one or more gearbox, blade or other replacements over a project's useful life. Caution: Modelers should take into account the assumed contract duration and the project's useful life when considering whether to assume equipment replacements in the latter years of this analysis. Inputs should be greater than zero and less than the Project Useful Life.
Note on I747: Note: If "#N/A" appears, F9 should be pressed until the calculated COE achieves it's final value.
Note on S747: Note: The cost of (or even need for) a gearbox replacement is difficult to assess, given that costs are attributable to an item that would be purchased more than 10 years from commercial operation. The input placed in this cell must be in nominal dollars -- reflecting the expected cost of the equipment in the year replaced. Funds sufficient to pay for this replacement are then reserved through operations in equal amounts until the year in which the replacement occurs. Note: This model assumes that future equipment purchases, such as gearboxes or blades, will be depreciated on 5-yr MACRS basis. Input must be greater than or equal to zero.
Note on I748: Note: This cell checks that the average debt service coverage ratio exceeds the user-defined minimum during the period for which debt is outstanding (see note in DSCR cell for definition and rationale for DSCR). If the test "fails", the user must choose from one of several options in order to cure this deficiency (the extent to which these options are available will be specific to each project): 1. reduce the amount of project level debt, 2. increase the feed-in tariff rate in order to generate cash flow sufficient to meet the bank's assumed coverage requirement. In the CREST model, this is done by manually increasing the "Target After-Tax Equity IRR." Other possible, but less likely, mechanisms include: 3. increase the loan tenor 4. decrease the interest rate
Note on I749: Note: The portion of total project cost funded from equity investors. This cell is a calculation and not an input. It is calculated as 100% minus the "% Debt" entered above.
Note on P749: See "unit" definitions at the bottom of this worksheet.
Note on I750: Note: The target after-tax equity IRR is the equity investor's cost of capital -- or "discount rate" -- and is the minimum rate of return that the project owner will seek to attain in order to justify the project compared to alternative investments. The user should be explicit in his or her assumption regarding the term over which the target after-tax IRR is assumed to be realized. For example, the user could elect to align the return requirement with the tariff payment duration. In this case, the project useful life should be set equal to the tariff duration in order to calculate the COE associated with the target IRR over that period of time. In a second example, the user could elect to align the return requirement with the project's useful life. In this case, the user can either assume a tariff duration equal to the project life, or assume market-based revenue for the period after the tariff and before the end of the assumed project useful life. This input cannot be less than zero. If a project is expected to be funded either by a pool of corporate funds or back-leveraged after commercial operation, the user might elect to enter 0% in the "% Debt" cell and enter a weighted average cost of capital (WACC) in the "Target After-Tax Equity IRR" cell.
Note on I751: Note: The weighted average cost of capital combines the after-tax cost of both equity and debt in proportion to their use, and is calculated here for reference.
Note on S751: Note: In order to ensure that project owners have sufficient funds to decommission and remove equipment at the end of a project's life, many owners choose to create and fund a reserve account throughout the course of project. This input cell allows the modeler to choose whether to pay for project removal by creating and funding a reserve account over the project life by selecting "Operations" or to assume that a project's removal will be funded by selling the equipment, by selecting "Salvage".
Note on I752: Note: This cell represents the costs of both equity and debt due diligence (if applicable) and other transaction costs. Input cannot be less than zero.
Note on S752: Note: This input cell allows the user to assume the creation of a reserve account. The value entered here will be accounted for in the project's cash flow, and would be funded evenly over the number of years available between the project's commercial operation and the end of its useful life. Input cannot be less than zero.
Note on P754: See "unit" definitions at the bottom of this worksheet.
Note on I755: NOTE: The "sources of funding" cells summarize the amount of capital contributed from equity, debt and grants, if applicable. The sum is the same at the project's "Total Installed Cost."
Note on I756: NOTE: The "sources of funding" cells summarize the amount of capital contributed from equity, debt and grants, if applicable. The sum is the same as the project's "Total Installed Cost."
Note on S756: Note: Lenders typically require the project owner to establish a reserve account prior to the commencement of operations to ensure that loan repayments occur in full and on time even if the project has insufficient operating cash flow in a specific period due to lower than expected production, higher costs, or both. The size of the reserve account is typically equal to 6 months of debt service obligation. Input cannot be less than zero.
Note on I757: NOTE: The "sources of funding" cells summarize the amount of capital contributed from equity, debt and grants, if applicable. The sum is the same as the project's "Total Installed Cost." As previously described, this value excludes the ITC Cash Grant, which must be financed prior to commercial operation.
Note on S757: Note: Calculated value based on the # months of required reserve and the capital structure and associated periodic debt obligation.
Note on I758: NOTE: The "sources of funding" cells summarize the amount of capital contributed from equity, debt and grants, if applicable. The sum is the same as the project's "Total Installed Cost."
Note on S759: Note: Lenders typically require the project owner to establish a reserve account prior to the commencement of operations to ensure that all O&M expenses can be met even if the project has insufficient operating cash flow in a specific period due to lower than expected production, higher costs, or both. The size of the reserve account is typically 3 to 6 months of O&M expenses, and includes all categories of O&M expenses. Input cannot be less than zero.
Note on F760: See "unit" definitions at the bottom of this worksheet.
Note on S760: Note: Calculated value based on the # months of required reserve and all annual operating expenses.
Note on I761: Note: Defines whether the project owner is a taxable or non-taxable entity. This determines the treatment of income taxes and other tax-related items.
Note on S761: Note: Unused reserves earn interest at this rate. Input cannot be less than zero.
Note on I762: Note: Defines the project's federal income tax rate, if applicable. Input cannot be less than zero.
Note on I763: Note: Defines whether depreciation and PTC benefits are monetized in the period in which they are generated ("as generated" option) or whether these benefits must be delayed until the project has sufficient tax liability to use these benefits without relying on a 3rd-party investor with tax liability external to the project ("carried forward" method).
Note on I764: Note: Defines the project's state income tax rate, if applicable. Input cannot be less than zero.
Note on S764: Note: To qualify for Bonus Depreciation the property must have a recovery period of 20 years or less (under normal federal tax depreciation rules), and the project must commence operation in the year in which bonus depreciation is in effect and under the ownership of the entity claiming the deduction. For qualifying projects, the owner is entitled to deduct 50% of the adjusted basis of the property during the tax year the property is first placed in service. The remaining 50% of the adjusted basis of the property is depreciated over the ordinary MACRS depreciation schedule. The bonus depreciation rules do not override the depreciation limit applicable to projects qualifying for the federal ITC. Before calculating depreciation for such a project, including any bonus depreciation, the adjusted basis of the project must be reduced by one-half of the amount of the ITC for which the project qualifies.
Note on I765: Note: Defines whether depreciation and PTC benefits are monetized in the period in which they are generated ("as generated" option) or whether these benefits must be delayed until the project has sufficient tax liability to use these benefits without relying on a 3rd-party investor with tax liability external to the project ("carried forward" method).
Note on P765: Jason Gifford: The Consolidated Appropriations Act, signed in December 2015, extended the "placed in service" deadline for bonus depreciation. Equipment placed in service before January 1, 2018 can qualify for 50% bonus depreciation. Equipment placed in service during 2018 can qualify for 40% bonus depreciation. And equipment placed in service during 2019 can qualify for 30% bonus depreciation.
Note on S765: Note: This input allows the user to define the bonus depreciation % applied in Year 1, if applicable. Historically, federal bonus depreciation has been 50% of the eligible cost basis (after taking into account reductions in such cost basis for the ITC, if applicable). Input cannot be less than zero.
Note on I766: Note: Takes into account the interaction between federal and state tax rates. This is a calculated value.
Note on I767: Note: Depreciation accounts for the "use" of equipment for tax purposes. The depreciation inputs are provided in the table to the right and on the Complex Capital Costs tab when this option is selected.
Note on AB768: Note: When the "Simple" capital cost option is selected, the depreciation of total project costs is divided among the classifications using this row. The depreciation options associated with other levels of cost detail will be hidden. This row must sum to 100%.
Note on AB769: Note: When the "Intermediate" capital cost option is selected, the allocation of the specified cost category across the depreciation classifications is done using this row. The depreciation options associated with other levels of cost detail will be hidden. This row must sum to 100%.
Note on AB770: Note: When the "Intermediate" capital cost option is selected, the allocation of the specified cost category across the depreciation classifications is done using this row. The depreciation options associated with other levels of cost detail will be hidden. This row must sum to 100%.
Note on AB771: Note: When the "Intermediate" capital cost option is selected, the allocation of the specified cost category across the depreciation classifications is done using this row. The depreciation options associated with other levels of cost detail will be hidden. This row must sum to 100%.
Note on AB772: Note: When the "Intermediate" capital cost option is selected, the allocation of the specified cost category across the depreciation classifications is done using this row. The depreciation options associated with other levels of cost detail will be hidden. This row must sum to 100%.
Note on AB773: Note: When the "Intermediate" capital cost option is selected, the allocation of the specified cost category across the depreciation classifications is done using this row. The depreciation options associated with other levels of cost detail will be hidden. This row must sum to 100%.
Note on AB774: Note: When the "Complex" capital cost option is selected, each line items is assigned its own depreciation classification using a drop-down menu on the Complex Capital Costs tab.
Note on C779: The "Check" column evaluates whether or not values have been enterred in all required fields. Green denotes an accepted entry in a required field or a calculation for which the minimum required precedents have been satisfied. Red denotes the absence of an entry in a required field, or a calculation for which the minimum required precendents have NOT been satisfied. Please note that while the "Check" column ensures the population of all required fields, this column does NOT validate the magnitude of such entries. It is the model user's responsibility to provide inputs which accurately represent the project being modeled. In some cases, a range of typical values for a specified input are provided in that input's "Notes" cell.
Note on I779: Each cell in the "Notes" column provides a brief description of the input in the corresponding row, its application within the model, and (in some cases) the range of values that might be expected to populate that input cell. It is the model user's responsibility, however, to research and validate the applicability of, and appropriate value for, each input.
Note on M779: The "Check" column evaluates whether or not values have been enterred in all required fields. Green denotes an accepted entry in a required field or a calculation for which the minimum required precedents have been satisfied. Red denotes the absence of an entry in a required field, or a calculation for which the minimum required precendents have NOT been satisfied. Please note that while the "Check" column ensures the population of all required fields, this column does NOT validate the magnitude of such entries. It is the model user's responsibility to provide inputs which accurately represent the project being modeled. In some cases, a range of typical values for a specified input are provided in that input's "Notes" cell.
Note on S779: Each cell in the "Notes" column provides a brief description of the input in the corresponding row, its application within the model, and (in some cases) the range of values that might be expected to populate that input cell. It is the model user's responsibility, however, to research and validate the applicability of, and appropriate value for, each input.
Note on F781: See "unit" definitions at the bottom of this worksheet.
Note on P781: See "unit" definitions at the bottom of this worksheet.
Note on I782: Note: This is the aggregate nameplate rating for the entire generating facility. Input must be greater than zero.
Note on S782: Note: The FIT contract length is the number of years for which the rate specified by this model is available. This term is established by policymakers and must be less than or equal to the project's useful life. The contract duration is also different than the debt tenor (if applicable), which is specified in the Permanent Financing section below.
Note on I783: Note: Capacity Factor is the % representation of the actual production vs. the theoretical maximum annual production of an energy project. This model requires the input of a Net Capacity Factor, meaning that the estimate of actual energy production should take into account all electricity losses (including those incurred between the generating facility and the contract delivery point), scheduled and unscheduled maintenance, forced outages, wake effects, icing, and any other factors that could reduce production. Wind projects typically have a capacity factor between 25% and 40% depending on region and site-specific topography. Input must be between 0% and 100%.
Note on S783: Note: This is the portion (%) of the tariff which is subject to annual escalation. Program administrators may determine that some or all of the tariff rate should be escalated to reflect the uncertainty associated with the future cost of owning and operating an electricity generating facility. This input is separate from the inflation assumed to apply to certain O&M expenses, which is provided as an input in the O&M section below. Input must be between 0% and 100%.
Note on I784: Note: This is a calculation, based on the system size and capacity factor provided above.
Note on S784: Note: To calculate a nominal levelized tariff rate, the "feed-in tariff escalation rate" field should be set to zero. Where applied, tariff rate escalation is intended to serve as a risk mitigating tool, at least partially protecting the project investor from the uncertainty associated with the future cost of owning and operating the renewable energy facility. The escalation rate can be used to assume a year over year increase in all, or a portion, of the per unit payment provided to eligible generators. This concept is separate from inflationary adjustments to future operating cost assumptions -- which are input below. This rate is applied annually. Note that in this model, calendar years and tariff years are aligned. Caution: A value must be entered into this cell in order for the model to function properly. The input can be positive or negative (if the FIT value decreases over time), and a typical value may fall between 0% and 5%.
Note on I785: Note: The natural aging of the mechanical components of a wind turbine generator may lead to a drop in turbine availability (or efficiency), and therefore production, over time. This input allows the user to model the potential for such degradation, which may be between 0% and 2% per year. If the modeled "Net Capacity Factor" is intented to take long-term average availability into account, then the user may wish to enter 0% in the Annual Production Degradation field. Input must be => 0%.
Note on I786: Note: The Project Useful Life is the number of years that the project is expected to be fully operational, reliably delivering electricity to the grid, and generating revenue. This concept is different from the FIT Contract Length, which is administratively determined by policymakers. These two values may be the same if a FIT contract is offered for the project's entire expected useful life. This approach is likely to generate the lowest tariff rate, while successfully attracting investors to renewable energy projects. The CREST model is built for a maximum Project Useful Life of 30 years. Input must be greater than 0 and less than or equal to 30.
Note on S786: Note: If the designated "FIT Contract Length" is less than the defined "Project Useful Life", then this grouping of inputs is used to calculate the project's market-based revenue during the period from FIT contract expiration to the end of the project's life.
Note on S787: Note: Selecting "Year One" forecasts the total market value of production based on an estimate of that value in the project's first year of commercial operation and a user-defined escalation rate. Selecting "Year-by-Year" enables the user to enter unique annual values for the period after the FIT expires and before the end of the project's useful life.
Note on F788: See "unit" definitions at the bottom of this worksheet.
Note on S788: Note: This is the combined (or "bundled") market value of energy + capacity + Renewable Energy Credtis (RECs) in the same year in which the project's first enters commercial operation. This input must be greater than zero.
Note on I789: Note: This model alllows the user to input system cost at 1 of 3 levels of detail: "simple", "intermediate" or "complex." Simple offers a single input in $/kW, Intermediate offers five cost subcategories in total dollars, and Complex offers line-by-line project costing with user-defined categories and costs per line-item. Select your preferred method and use the cells below to enter your cost information. If you choose the "Complex" option, you will need to follow the link below to the "Complex Capital Costs" tab.
Note on S789: Note: When the "Year One" forecast methodology is selected, this is the user-defined escalation rate at which the market value of production is expected to change. Input must be greater than zero.
Note on I790: Note: When "Simple" is selected in the Cost Level of Detail cell, this "Total Installed Cost" row represents the total expected all-in project cost, which should include all hardware, balance of plant, interconnection, design, construction, permitting, development (including developer fee), interest during construction and financing costs. This figure should not account for any tax incentives, grants, or other cash incentives, each of which will be addressed elsewhere in the model. This figure should, however, reflect any applicable sales tax or exemptions thereof. Input must be greater than zero.
Note on S790: Note: When "Year-by-Year" market value of production forecast is selected, this link brings the user to another worksheet on which unique annual values may be entered.
Note on I791: Note: "Generation Equipment" should include hardware such as the generator, blades and tower. Caution: the model assumes that if "Intermediate" is selected as the level of detail section, the "Generation Equipment" row must have a value greater than zero.
Note on I792: Note: Balance of Plant (also known as Balance of System) represents all infrastructure, site prep and labor supporting the installation of the generation equipment. BOP costs include foundations, mounting devices, other hardware, and labor not already accounted for in the "Generation Equipment" row. Input cannot be less than zero.
Note on P792: See "unit" definitions at the bottom of this worksheet.
Note on I793: Note: The "Interconnection" row should account for all project costs relating to connecting to the grid, such as the construction of transmission lines, permitting costs with the utility, and start-up costs. This category will also include the cost of a new substation, if necessary. Regulators wishing to explore the potential that interconnection costs may be recovered from ratepayers separately can elect to enter zeros in this cost category whenever "Intermediate" or "Complex" is selected. Input cannot be less than zero.
Note on S793: Note: This drop-down input cell allows the user to specify whether federal incentives are cost-based (e.g. an investment tax credit) or performance-based (e.g. a PTC). The magnitude and terms of these incentives are set in the cells below. For more information, a useful resource for researching federal and state incentives online is: http://dsireusa.org/ *See bottom of introduction page for a list of links
Note on E794: Jason Gifford: Converted to "admin cost" for community remote DG
Note on I794: Note: The "Development Costs" row should include all costs relating to project management, studies, engineering, permitting, contingencies, success fees, and other soft costs not accounted for elsewhere in the "Intermediate" cost breakdown. Input cannot be less than zero.
Note on S794: Note: Some renewable energy projects may be eligible to take advantagee of Federal incentives such as the Investment Tax Credit or a Treasury Grant. Information on eligibility for funding opportunities such as these is available online at: http://dsireusa.org/incentives/incentive.cfm?Incentive_Code=US02F&re=1&ee=1 *See bottom of introduction page for a list of links
Note on I795: Note: The "Reserves & Financing Costs" row accounts for all costs relating to financing, such as lender fees, closing costs, legal fees, interest during construction, due diligence costs, and any other relevant, financing relating costs. The model calculates this field by aggregating G22 through G25, G51, G54, G63, G66, Q57 and Q60.
Note on S795: NOTE: The maximum potential Investment Tax Credit (ITC) benefit is assumed to be 30% of those project costs which are depreciable on the 5-year MACRS schedule. This 'eligible costs' assumption is purposefully simplified for this analysis. Project costs depreciated on other bases may also be eligible for the ITC. Developers should consult with tax counsel for project-specific depreciation and ITC treatment of each project cost.
Note on I796: Note: If you wish to enter your project costs under the "Complex" format, select Complex from the drop-down menu and use the link to the left to access additional worksheets which provide the opportunitiy to add significant, additional detail on project costs. Once complete, the model will roll up the detailed costs and populate this row with the resultant final project cost.
Note on S796: NOTE: As a tax credit, the ITC is only usable by project owners with positive federal income tax liability. In cases where the owner's tax liability in the calendar year of the project's first commercial operation exceeds the ITC amount, the user may enter 100% in this field and assume full utilization of the ITC. If the owner's tax liability is less than the available ITC, the user may either enter a % value less than 100% or select the "carried forward" method in the "Tax Benefits used as generated or carried forward?" cell. Input must be between 0% and 100%.
Note on I797: Note: The total system cost is a calculation, based on the level of detail selected and the assocated inputs.
Note on S797: Note: Calculates the dollar value of the Investment Tax Credit or Cash Grant, if applicable.
Note on I798: Note: Calculation based on the total system cost in the cell above and the system size reported. Typical costs (as of 2010) fall between $2,000/kW and $3,000/kW.
Note on S798: Note: This input cell, the "Performance Based Incentive" or "PBI" is another potential incentive available to some specific projects. The PBI would be separate from a feed-in-tariff, but acts similarly in that it is per unit of production (typically kWh) income to a project. Some examples of PBIs include the Federal Production Tax Credit (applicable to private projects with tax appetites) and the Federal Renewable Energy Production Incentive (REPI), historically available to some public projects.
Note on I799: Note: This cell calculates the total of all applicable grants, excluding the payment in lieu of the Federal ITC (also known as the ITC Cash Grant, or Cash Grant), if applicable. The ITC Cash Grant is considered separately because unlike grants issued upfront and used to offset capital costs, the ITC Cash Grant is disbursed approxiamtely 60 days after the start of commercial operations and therefore becomes an integral part of the project's financing. Where grants are treated as taxable income, this cell calculates the after-tax impact on the total cost of the project.
Note on S799: Note: This cell denotes the value of the Performance Based Incentive applicable to the project's first year of commercial operation. In some cases, this value will need to be calculated external to the model if such PBI is derived from a "base year" and specified inflation index. The following cells can be used to account for inflation and the maximum term of eligibility. Input cannot be less than zero.
Note on I800: Note: Calculation of total project cost net applicable grants.
Note on S800: Note: This is the length of time that a project would be eligible for any Performance Based Incentives outlined in the cell immediately above. For example, the Federal Renewable Energy Production Incentive and Production Tax Credit incentives are available for the first 10 years of project operation. Input cannot be less than zero.
Note on I801: Note: Calculation, based on net project cost and total installed capacity.
Note on S801: Note: Performance Based Incentives are often adjusted to account for inflation. For example, the Federal Production Tax Credit (PTC) is adjusted each year to account for changes in the GDP IPD index. This cell can be used as a proxy for the inflation that would apply to any PBI incentive entered above. This input cannot be left blank.
Note on S802: Note: In some cases, due to the nature of the requirements of some Performance Based Incentive programs, project owners are unable to maximize the full revenue stream of the incentive. For example, in the case of the Federal Production Tax Credit (PTC), the project owner may not have sufficienct tax appetite to fully utilize the tax credits. This input cell would allow the modeler to account for the owner's inability to fully utilize the PTC and/or the reduction of the PTC (a "haircut") due to the presence of subsidized (below market interest rate) financing. Incentive "availability" will likely be a factor if this cell is being used to model the cash-based Renewable Energy Production Incentive (REPI). The REPI program has historically been underfunded; available monies are allocated pro rata among eligible projects. In this case, the value entered in this cell should reflect the user's expectation of the fraction of the face value REPI payment that will be available over the applicable incentive term. Input must be between 0% to 100%.
Note on F803: See "unit" definitions at the bottom of this worksheet.
Note on S803: Note: Defines whether depreciation and PTC benefits are monetized in the period in which they are generated ("as generated" option) or whether these benefits must be delayed until the project has sufficient tax liability to use these benefits without relying on a 3rd-party investor with tax liability external to the project ("carried forward" method).
Note on I804: Note: Select either "Simple" or "Intermediate" O&M expense detail using the drop-down menu to the right.
Note on I805: Note: If "Simple" is selected in the cell above, then this input should reflect the total expected fixed cost of project operations and maintenance, in $/kW-yr. This includes the insurance, project management, property tax (or payment in lieu thereof), land lease, and royalty expenses which would have been broken out separately in the "Intermediate" case. Other labor and spare parts should also be included in this estimate. If the user has obtained O&M expense estimates from a third-party, it is critical to understand which costs have been included. If the user is not certain that all of the above-listed expenses are included in the fixed cost estimate, then the "Intermediate" approach should be used and these expenses should be entered separately. If "Intermediate" is selected, then this input should reflect the expected annual fixed O&M cost before taking into account the additional listed expenses, which are entered below. In all cases, fixed O&M would include - among others - the ongoing cost of obtaining daily, weekly or monthly production estimates based on weather and other factors. Input value must be greater than zero.
Note on S805: Note: Some renewable energy projects may be eligible for other federal grants as well, such as funding from the U.S. Department of Agriculture. This input cell can be used to capture those funding opportunities, some of which are outlined online at: http://dsireusa.org/incentives/index.cfm?state=us&re=1&EE=1 *See bottom of introduction page for a list of links Input cannot be less than zero.
Note on I806: Note: This cell provides the user with the option of accounting for O&M expenses (such as labor and spare parts) which are more easily estimated and modeled on a variable, cents per kWh basis. If "Simple" is selected above, then this cell should also take into account variable costs, such as royalties, if such annual expenses are not already accounted for in the fixed cost input above. Input cannot be less than zero.
Note on S806: Note: Select here whether federal grants (other than the section 1603 payment in lieu of the ITC/PTC) are treated as taxable income. If no, depreciation basis is reduced.
Note on I807: Note: This inflation rate applies to both fixed and variable O&M expense, insurance, and project management costs entered above, if applicable. The model allows the user to specify an inflation assumption for an "initial period" and a second inflation assumption "thereafter." These inputs can be used to account for inflation which might be fixed during an initial O&M service contract, but are unknown thereafter. The final year of the "initial period" is user-defined (e.g. final year of an O&M service contract). The purpose of this feature is also to recognize that inflationary trends may change over time, or that some projects may not expect inflation of O&M expenses for the first several years, but may expect inflation thereafter. This inflation rate does not apply to PILOT or Royalty costs. Input cannot be less than zero.
Note on I808: Note: This feature allows the user to assume that the rate at which expenses change over time is not constant. This cell provides the year in which the first inflation period ends. Input cannot be less than zero.
Note on P808: See "unit" definitions at the bottom of this worksheet.
Note on I809: Note: This cell provides the inflation rate for the remainder of the project's useful life. Input must be greater than zero.
Note on S809: Note: This drop-down input cell allows the user to specify whether state incentives are cost-based (e.g. an investment tax credit) or performance-based (e.g. a PTC or cash payment). If no state incentive is available or useable by the modeled project, the user will select "Neither." The magnitude and terms of these incentives are set in the cells below. For more information, a useful resource for researching federal and state incentives online is: http://dsireusa.org/ *See bottom of introduction page for a list of links
Note on I810: Note: Project owners, or hosts, are required to carry insurance. This input accounts for the estimated cost of insuring the modeled power generating facility. Input cannot be less than zero.
Note on S810: NOTE: The maximum potential Investment Tax Credit (ITC) benefit is assumed to be 30% of those project costs which are depreciable on the 5-year MACRS schedule.
Note on I811: Note: This cell calculates the resulting dollar value cost of insurance based on the input above and the project installed cost (net of financing costs). It is provided simply as a reference for the user.
Note on S811: NOTE: As a tax credit, the ITC is only usable by project owners with positive federal income tax liability. In cases where the owner's tax liability in the calendar year of the project's first commercial operation exceeds the ITC amount, the user may enter 100% in this field and assume full utilization of the ITC. If the owner's tax liability is less than the available ITC, a % less than 100% must be entered in order to represent a less efficient utilization of this federal tax incentive. Input must be betwee 0% and 100%.
Note on I812: Note: "Project Management" accounts for the cost of staff time related to managing the project's Power Purchase Agreements, grid integration, and periodic reporting to the system operator and policymakers. Input cannot be less than zero.
Note on S812: Note: Specifies whether the available ITC is realized in a single year or over multiple years. This input will be specified by state-specific law or regulation. A good resource on available state incentives is: http://dsireusa.org/ *See bottom of introduction page for a list of links Input must be greater than 1 and less than the Project Useful Life.
Note on I813: Note: "Property Tax or PILOT" accounts for costs associated with any local taxes incurred by the project. Many states offer tax exemptions for renewable energy systems; to check your local applicability, please visit: http://dsireusa.org/ This line can also be used to account for any PILOTs or Payment in Leiu of Taxes. Developers often negotiate a PILOT with the local community to secure a fixed, predictable payment that serves both parties appropriately. This model allows the user to input a year-one Property Tax or PILOT value along with an annual property tax adjsutment factor (see next cell down). As a result, taxes can be modeled as flat, increasing, or decreasing annually depending on the value entered in the adjustment factor cell below. Input cannot be less than zero.
Note on S813: Note: Calculates the dollar value of the State Investment Tax Credit, if applicable.
Note on I814: Note: The Annual Property Tax Adjustment Factor allows the user to specify whether the Year One tax (or PILOT) value will remain fixed and flat, will decrease (a negative percentage value entered in this cell) or increase (a positive percentage value entered in this cell) over time.
Note on S814: Note: This input cell, the "Performance Based Incentive" or "PBI" is another potential incentive available to some specific projects. The PBI would be separate from a feed-in-tariff, but acts similarly in that it is per unit of production (typically kWh) income to a project. Some examples of PBIs include the Federal Production Tax Credit (applicable to private projects with tax appetites) and the Federal Renewable Energy Production Incentive (REPI), historically available to some public projects.
Note on I815: Note: The Land Lease input represents fixed payments to the site host (and possibly other affected parties) for the use of the land on which the project is located. Variable royalty payments may be applied in addition to, or in lieu of, the land lease payment through the "Royalties" input below, if applicable. Input cannot be less than zero.
Note on S815: Note: Impacts tax treatment of PBI if owner is a taxable entity.
Note on I816: Note: The royalties input accounts for variable payments to site hosts, neighbors, partners, or other parties which may have a stake in the project and which are NOT covered by the fixed "Land Lease" payment. Fixed payments may be applied in addition to, or in lieu of, the royalty payment through the "Land Lease" input above, if applicable. Inflation is NOT applied to this input. However, if tariff escalation is selected, then the assumed royalty payment will increase over time since it is calculated as a function of revenue over time. If the modeled project's royalty payments are not the same over time, then an average annual royalty payment should be calculated externally and entered in this cell. This input cannot be less than zero.
Note on S816: Note: This cell denotes the value of the Performance Based Incentive applicable to the project's first year of commercial operation. In some cases, this value will need to be calculated external to the model if such PBI is derived from a "base year" and specified inflation index. The following cells can be used to account for inflation and the maximum term of eligibility. Input cannot be less than zero.
Note on I817: Note: This cell calculates the resulting dollar value cost of royalties paid to landowners or other stakeholders based on the input above and project revenue. It is provided simply as a reference for the user.
Note on S817: Note: This is the length of time that a project would be eligible for any Performance Based Incentives outlined in the cell immediately above. For example, the Federal Renewable Energy Production Incentive and Production Tax Credit incentives are available for the first 10 years of project operation. Input cannot be less than zero.
Note on S818: Note: Performance Based Incentives are often adjusted to account for inflation. For example, the Federal Production Tax Credit (PTC) is adjusted each year to account for changes in the GDP IPD index. This cell can be used as a proxy for the inflation that would apply to any PBI incentive entered above. This input cannot be left blank.
Note on F819: See "unit" definitions at the bottom of this worksheet.
Note on S819: Note: In some cases, due to the nature of the requirements of some Performance Based Incentive programs, project owners are unable to maximize the full revenue stream of the incentive. For example, in the case of the Federal Production Tax Credit (PTC), the project owner may not have sufficienct tax appetite to fully utilize the tax credits. This input cell would allow the modeler to account for the owner's inability to fully utilize the PTC and/or the reduction of the PTC (a "haircut") due to the presence of subsidized (below market interest rate) financing. Input must be between 0% and 100%.
Note on I820: Note: The # of months from construction start to commercial operation. This input cannot be less than zero.
Note on S820: Note: Defines whether depreciation and PTC benefits are monetized in the period in which they are generated ("as generated" option), or whether these benefits must be delayed until the project has sufficient tax liability to use these benefits without relying on a 3rd-party investor with tax liability external to the project ("carried forward" method).
Note on I821: Note: The annual interest rate on construction debt. This input cannot be less than zero.
Note on I822: Note: A calculated value showing the interest accrued during the construction period. Rather than requiring the user to define a detailed construction draw-down schedule, this calculation makes the simplifying assumption that the total project cost is spent in equal parts in each month of the construction period. IDC is calculated on total project cost, assuming that any grants are collected after construction financing is repaid at time of permanent financing. This cell is only used with the "Intermediate" and "Complex" capital cost options. The "Simple" capital cost option assumes that all project costs, including IDC, are included in the single input.
Note on S822: Note: Include here the total dollar value of any state-specific cash grants or rebates. Input cannot be less than zero.
Note on S823: Note: Select here whether state grants are treated as taxable income. If no, depreciation basis is reduced.
Note on F824: See "unit" definitions at the bottom of this worksheet.
Note on I825: Note: For ease of use and comprehension by a wide range of stakeholders, this model allows the user to define the capital structure, and relies on mortgage-style amortization of the project debt. The "% Debt" input specifies the portion of funds borrowed, as a percentage of the total "hard costs." Equity is assumed to fund the remaining hard costs PLUS all "soft costs" (e.g. transaction costs and funding of initial reserve accounts, if applicable). This input cannot be less than zero. Where maximum sustainable leverage is desired, the user must manually adjust the "% Debt" entry upward to the highest point before the DSCRs no longer "Pass." If a specific % Debt is desired, and such % is higher than the maximum sustainable debt (such that it causes the DSCR to "Fail"), then the user must define the % Debt and then manually adjust the "Target After-Tax Equity IRR" upward until the DSCRs are met. The user should take note that when leverage becomes very high (and the corresponding equity contribution low), the "Target After-Tax Equity IRR" will need to be adjusted to levels exceeding typical commercial returns in order to maintain the DSCR ratio on such high debt levels. For this reason, it is not recommended that users solve for the COE associated with a % Debt that is beyond the maximum sustainable leverage. If a project is expected to be funded either by a pool of corporate funds or back-leveraged after commercial operation, the user might elect to enter 0% in the "% Debt" cell and enter a weighted average cost of capital (WACC) in the "Target After-Tax Equity IRR" cell.
Note on I826: Note: Debt "tenor" (also casually referred to as "term"), is the number of years in the debt repayment schedule. Caution: If the project will utilize debt, this value must be greater than zero but less than or equal to the total FIT contract duration.
Note on S826: Note: In the case of wind energy projects, one of the major hardware components is the gearbox. Gearboxes are typically warrantied for several years, and a measurable percentage may be expected to fail after approximately 7 to 12 years of operation. One or more blade replacement may also be necessary, at approxiamtely year 15. These input cells allow for assumptions regarding one or more gearbox, blade or other replacements over a project's useful life. Caution: Modelers should take into account the assumed contract duration and the project's useful life when considering whether to assume equipment replacements in the latter years of this analysis. Inputs should be greater than zero and less than the Project Useful Life.
Note on I827: Note: The all-in interest rate is the financing rate provided by the bank or other debt investor. This input cannot be less than zero.
Note on S827: Note: The cost of (or even need for) a gearbox replacement is difficult to assess, given that costs are attributable to an item that would be purchased more than 10 years from commercial operation. The input placed in this cell must be in nominal dollars -- reflecting the expected cost of the equipment in the year replaced. Funds sufficient to pay for this replacement are then reserved through operations in equal amounts until the year in which the replacement occurs. Note: This model assumes that future equipment purchases, such as gearboxes or blades, will be depreciated on 5-yr MACRS basis. Input must be greater than or equal to zero.
Note on I828: Note: A one-time fee collected by the lender and calculated as a % of the total loan amount. This value is typically between 1% and 4%. This input cannot be less than zero.
Note on S828: Note: In the case of wind energy projects, one of the major hardware components is the gearbox. Gearboxes are typically warrantied for several years, and a measurable percentage may be expected to fail after approximately 7 to 12 years of operation. One or more blade replacement may also be necessary, at approxiamtely year 15. These input cells allow for assumptions regarding one or more gearbox, blade or other replacements over a project's useful life. Caution: Modelers should take into account the assumed contract duration and the project's useful life when considering whether to assume equipment replacements in the latter years of this analysis. Inputs should be greater than zero and less than the Project Useful Life.
Note on I829: Note: The annual Debt Service Coverage Ratio is calculated by dividing the sum of the annual principal and interest payment into that year's operating cash flow. Lenders will require the DSCR to demonstrate the project's ability to easily meet its annual debt service obligation. Average DSCRs over the life of the loan typically range from 1.2 to 1.5 for private, commercially financed projects, or from 1.1 to 1.3 for publicly owned, bond-financed projects - depending on the level of reserves, or other surety, provided. The annual minimum DSCR will depend on the specific terms of the loan and the probability-weighting of the production estimate, but will likely be in the range of 1.0 to 1.3. This input must be greater than 1.
Note on S829: Note: The cost of (or even need for) a gearbox replacement is difficult to assess, given that costs are attributable to an item that would be purchased more than 10 years from commercial operation. The input placed in this cell must be in nominal dollars -- reflecting the expected cost of the equipment in the year replaced. Funds sufficient to pay for this replacement are then reserved through operations in equal amounts until the year in which the replacement occurs. Note: This model assumes that future equipment purchases, such as gearboxes or blades, will be depreciated on 5-yr MACRS basis. Input must be greater than or equal to zero.
Note on I830: Note: If "#N/A" appears, F9 should be pressed until the calculated COE achieves it's final value.
Note on S830: Note: In the case of wind energy projects, one of the major hardware components is the gearbox. Gearboxes are typically warrantied for several years, and a measurable percentage may be expected to fail after approximately 7 to 12 years of operation. One or more blade replacement may also be necessary, at approxiamtely year 15. These input cells allow for assumptions regarding one or more gearbox, blade or other replacements over a project's useful life. Caution: Modelers should take into account the assumed contract duration and the project's useful life when considering whether to assume equipment replacements in the latter years of this analysis. Inputs should be greater than zero and less than the Project Useful Life.
Note on I831: Note: This cell checks that the debt service coverage ratio exceeds the user-defined minimum in each operating year (see note in DSCR cell for definition and rationale for DSCR). If the test "fails", the user must choose from one of several options in order to cure this deficiency (the extent to which these options are available will be specific to each project): 1. reduce the amount of project level debt, 2. increase the feed-in tariff rate in order to generate cash flow sufficient to meet the bank's assumed coverage requirement. In the CREST model, this is done by manually increasing the "Target After-Tax Equity IRR." Other possible, but less likely, mechanisms include: 3. increase the loan tenor 4. decrease the interest rate
Note on S831: Note: The cost of (or even need for) a gearbox replacement is difficult to assess, given that costs are attributable to an item that would be purchased more than 10 years from commercial operation. The input placed in this cell must be in nominal dollars -- reflecting the expected cost of the equipment in the year replaced. Funds sufficient to pay for this replacement are then reserved through operations in equal amounts until the year in which the replacement occurs. Note: This model assumes that future equipment purchases, such as gearboxes or blades, will be depreciated on 5-yr MACRS basis. Input must be greater than or equal to zero.
Note on I832: Note: The annual Debt Service Coverage Ratio is calculated by dividing the sum of the annual principal and interest payment into that year's operating cash flow. Lenders will require the DSCR to demonstrate the project's ability to easily meet its annual debt service obligation. Average DSCRs over the life of the loan typically range from 1.2 to 1.5 for private, commercially financed projects, or from 1.1 to 1.3 for publicly owned, bond-financed projects - depending on the level of reserves, or other surety, provided. The annual minimum DSCR will depend on the specific terms of the loan and the probability-weighting of the production estimate, but will likely be in the range of 1.0 to 1.3. This input must be greater than 1.
Note on S832: Note: In the case of wind energy projects, one of the major hardware components is the gearbox. Gearboxes are typically warrantied for several years, and a measurable percentage may be expected to fail after approximately 7 to 12 years of operation. One or more blade replacement may also be necessary, at approxiamtely year 15. These input cells allow for assumptions regarding one or more gearbox, blade or other replacements over a project's useful life. Caution: Modelers should take into account the assumed contract duration and the project's useful life when considering whether to assume equipment replacements in the latter years of this analysis. Inputs should be greater than zero and less than the Project Useful Life.
Note on I833: Note: If "#N/A" appears, F9 should be pressed until the calculated COE achieves it's final value.
Note on S833: Note: The cost of (or even need for) a gearbox replacement is difficult to assess, given that costs are attributable to an item that would be purchased more than 10 years from commercial operation. The input placed in this cell must be in nominal dollars -- reflecting the expected cost of the equipment in the year replaced. Funds sufficient to pay for this replacement are then reserved through operations in equal amounts until the year in which the replacement occurs. Note: This model assumes that future equipment purchases, such as gearboxes or blades, will be depreciated on 5-yr MACRS basis. Input must be greater than or equal to zero.
Note on I834: Note: This cell checks that the average debt service coverage ratio exceeds the user-defined minimum during the period for which debt is outstanding (see note in DSCR cell for definition and rationale for DSCR). If the test "fails", the user must choose from one of several options in order to cure this deficiency (the extent to which these options are available will be specific to each project): 1. reduce the amount of project level debt, 2. increase the feed-in tariff rate in order to generate cash flow sufficient to meet the bank's assumed coverage requirement. In the CREST model, this is done by manually increasing the "Target After-Tax Equity IRR." Other possible, but less likely, mechanisms include: 3. increase the loan tenor 4. decrease the interest rate
Note on I835: Note: The portion of total project cost funded from equity investors. This cell is a calculation and not an input. It is calculated as 100% minus the "% Debt" entered above.
Note on P835: See "unit" definitions at the bottom of this worksheet.
Note on I836: Note: The target after-tax equity IRR is the equity investor's cost of capital -- or "discount rate" -- and is the minimum rate of return that the project owner will seek to attain in order to justify the project compared to alternative investments. The user should be explicit in his or her assumption regarding the term over which the target after-tax IRR is assumed to be realized. For example, the user could elect to align the return requirement with the tariff payment duration. In this case, the project useful life should be set equal to the tariff duration in order to calculate the COE associated with the target IRR over that period of time. In a second example, the user could elect to align the return requirement with the project's useful life. In this case, the user can either assume a tariff duration equal to the project life, or assume market-based revenue for the period after the tariff and before the end of the assumed project useful life. This input cannot be less than zero. If a project is expected to be funded either by a pool of corporate funds or back-leveraged after commercial operation, the user might elect to enter 0% in the "% Debt" cell and enter a weighted average cost of capital (WACC) in the "Target After-Tax Equity IRR" cell.
Note on I837: Note: The weighted average cost of capital combines the after-tax cost of both equity and debt in proportion to their use, and is calculated here for reference.
Note on S837: Note: In order to ensure that project owners have sufficient funds to decommission and remove equipment at the end of a project's life, many owners choose to create and fund a reserve account throughout the course of project. This input cell allows the modeler to choose whether to pay for project removal by creating and funding a reserve account over the project life by selecting "Operations" or to assume that a project's removal will be funded by selling the equipment, by selecting "Salvage".
Note on I838: Note: This cell represents the costs of both equity and debt due diligence (if applicable) and other transaction costs. Input cannot be less than zero.
Note on S838: Note: This input cell allows the user to assume the creation of a reserve account. The value entered here will be accounted for in the project's cash flow, and would be funded evenly over the number of years available between the project's commercial operation and the end of its useful life. Input cannot be less than zero.
Note on P840: See "unit" definitions at the bottom of this worksheet.
Note on I841: NOTE: The "sources of funding" cells summarize the amount of capital contributed from equity, debt and grants, if applicable. The sum is the same at the project's "Total Installed Cost."
Note on I842: NOTE: The "sources of funding" cells summarize the amount of capital contributed from equity, debt and grants, if applicable. The sum is the same as the project's "Total Installed Cost."
Note on S842: Note: Lenders typically require the project owner to establish a reserve account prior to the commencement of operations to ensure that loan repayments occur in full and on time even if the project has insufficient operating cash flow in a specific period due to lower than expected production, higher costs, or both. The size of the reserve account is typically equal to 6 months of debt service obligation. Input cannot be less than zero.
Note on I843: NOTE: The "sources of funding" cells summarize the amount of capital contributed from equity, debt and grants, if applicable. The sum is the same as the project's "Total Installed Cost." As previously described, this value excludes the ITC Cash Grant, which must be financed prior to commercial operation.
Note on S843: Note: Calculated value based on the # months of required reserve and the capital structure and associated periodic debt obligation.
Note on I844: NOTE: The "sources of funding" cells summarize the amount of capital contributed from equity, debt and grants, if applicable. The sum is the same as the project's "Total Installed Cost."
Note on S845: Note: Lenders typically require the project owner to establish a reserve account prior to the commencement of operations to ensure that all O&M expenses can be met even if the project has insufficient operating cash flow in a specific period due to lower than expected production, higher costs, or both. The size of the reserve account is typically 3 to 6 months of O&M expenses, and includes all categories of O&M expenses. Input cannot be less than zero.
Note on F846: See "unit" definitions at the bottom of this worksheet.
Note on S846: Note: Calculated value based on the # months of required reserve and all annual operating expenses.
Note on I847: Note: Defines whether the project owner is a taxable or non-taxable entity. This determines the treatment of income taxes and other tax-related items.
Note on S847: Note: Unused reserves earn interest at this rate. Input cannot be less than zero.
Note on I848: Note: Defines the project's federal income tax rate, if applicable. Input cannot be less than zero.
Note on I849: Note: Defines whether depreciation and PTC benefits are monetized in the period in which they are generated ("as generated" option) or whether these benefits must be delayed until the project has sufficient tax liability to use these benefits without relying on a 3rd-party investor with tax liability external to the project ("carried forward" method).
Note on I850: Note: Defines the project's state income tax rate, if applicable. Input cannot be less than zero.
Note on S850: Note: To qualify for Bonus Depreciation the property must have a recovery period of 20 years or less (under normal federal tax depreciation rules), and the project must commence operation in the year in which bonus depreciation is in effect and under the ownership of the entity claiming the deduction. For qualifying projects, the owner is entitled to deduct 50% of the adjusted basis of the property during the tax year the property is first placed in service. The remaining 50% of the adjusted basis of the property is depreciated over the ordinary MACRS depreciation schedule. The bonus depreciation rules do not override the depreciation limit applicable to projects qualifying for the federal ITC. Before calculating depreciation for such a project, including any bonus depreciation, the adjusted basis of the project must be reduced by one-half of the amount of the ITC for which the project qualifies.
Note on I851: Note: Defines whether depreciation and PTC benefits are monetized in the period in which they are generated ("as generated" option) or whether these benefits must be delayed until the project has sufficient tax liability to use these benefits without relying on a 3rd-party investor with tax liability external to the project ("carried forward" method).
Note on P851: Jason Gifford: The Consolidated Appropriations Act, signed in December 2015, extended the "placed in service" deadline for bonus depreciation. Equipment placed in service before January 1, 2018 can qualify for 50% bonus depreciation. Equipment placed in service during 2018 can qualify for 40% bonus depreciation. And equipment placed in service during 2019 can qualify for 30% bonus depreciation.
Note on S851: Note: This input allows the user to define the bonus depreciation % applied in Year 1, if applicable. Historically, federal bonus depreciation has been 50% of the eligible cost basis (after taking into account reductions in such cost basis for the ITC, if applicable). Input cannot be less than zero.
Note on I852: Note: Takes into account the interaction between federal and state tax rates. This is a calculated value.
Note on I853: Note: Depreciation accounts for the "use" of equipment for tax purposes. The depreciation inputs are provided in the table to the right and on the Complex Capital Costs tab when this option is selected.
Note on AB854: Note: When the "Simple" capital cost option is selected, the depreciation of total project costs is divided among the classifications using this row. The depreciation options associated with other levels of cost detail will be hidden. This row must sum to 100%.
Note on AB855: Note: When the "Intermediate" capital cost option is selected, the allocation of the specified cost category across the depreciation classifications is done using this row. The depreciation options associated with other levels of cost detail will be hidden. This row must sum to 100%.
Note on AB856: Note: When the "Intermediate" capital cost option is selected, the allocation of the specified cost category across the depreciation classifications is done using this row. The depreciation options associated with other levels of cost detail will be hidden. This row must sum to 100%.
Note on AB857: Note: When the "Intermediate" capital cost option is selected, the allocation of the specified cost category across the depreciation classifications is done using this row. The depreciation options associated with other levels of cost detail will be hidden. This row must sum to 100%.
Note on AB858: Note: When the "Intermediate" capital cost option is selected, the allocation of the specified cost category across the depreciation classifications is done using this row. The depreciation options associated with other levels of cost detail will be hidden. This row must sum to 100%.
Note on AB859: Note: When the "Intermediate" capital cost option is selected, the allocation of the specified cost category across the depreciation classifications is done using this row. The depreciation options associated with other levels of cost detail will be hidden. This row must sum to 100%.
Note on AB860: Note: When the "Complex" capital cost option is selected, each line items is assigned its own depreciation classification using a drop-down menu on the Complex Capital Costs tab.
Note on C865: The "Check" column evaluates whether or not values have been enterred in all required fields. Green denotes an accepted entry in a required field or a calculation for which the minimum required precedents have been satisfied. Red denotes the absence of an entry in a required field, or a calculation for which the minimum required precendents have NOT been satisfied. Please note that while the "Check" column ensures the population of all required fields, this column does NOT validate the magnitude of such entries. It is the model user's responsibility to provide inputs which accurately represent the project being modeled. In some cases, a range of typical values for a specified input are provided in that input's "Notes" cell.
Note on I865: Each cell in the "Notes" column provides a brief description of the input in the corresponding row, its application within the model, and (in some cases) the range of values that might be expected to populate that input cell. It is the model user's responsibility, however, to research and validate the applicability of, and appropriate value for, each input.
Note on M865: The "Check" column evaluates whether or not values have been enterred in all required fields. Green denotes an accepted entry in a required field or a calculation for which the minimum required precedents have been satisfied. Red denotes the absence of an entry in a required field, or a calculation for which the minimum required precendents have NOT been satisfied. Please note that while the "Check" column ensures the population of all required fields, this column does NOT validate the magnitude of such entries. It is the model user's responsibility to provide inputs which accurately represent the project being modeled. In some cases, a range of typical values for a specified input are provided in that input's "Notes" cell.
Note on S865: Each cell in the "Notes" column provides a brief description of the input in the corresponding row, its application within the model, and (in some cases) the range of values that might be expected to populate that input cell. It is the model user's responsibility, however, to research and validate the applicability of, and appropriate value for, each input.
Note on F867: See "unit" definitions at the bottom of this worksheet.
Note on P867: See "unit" definitions at the bottom of this worksheet.
Note on I868: Note: This is the aggregate nameplate rating for the entire generating facility. Input must be greater than zero.
Note on S868: Note: The FIT contract length is the number of years for which the rate specified by this model is available. This term is established by policymakers and must be less than or equal to the project's useful life. The contract duration is also different than the debt tenor (if applicable), which is specified in the Permanent Financing section below.
Note on I869: Note: Capacity Factor is the % representation of the actual production vs. the theoretical maximum annual production of an energy project. This model requires the input of a Net Capacity Factor, meaning that the estimate of actual energy production should take into account all electricity losses (including those incurred between the generating facility and the contract delivery point), scheduled and unscheduled maintenance, forced outages, wake effects, icing, and any other factors that could reduce production. Wind projects typically have a capacity factor between 25% and 40% depending on region and site-specific topography. Input must be between 0% and 100%.
Note on S869: Note: This is the portion (%) of the tariff which is subject to annual escalation. Program administrators may determine that some or all of the tariff rate should be escalated to reflect the uncertainty associated with the future cost of owning and operating an electricity generating facility. This input is separate from the inflation assumed to apply to certain O&M expenses, which is provided as an input in the O&M section below. Input must be between 0% and 100%.
Note on I870: Note: This is a calculation, based on the system size and capacity factor provided above.
Note on S870: Note: To calculate a nominal levelized tariff rate, the "feed-in tariff escalation rate" field should be set to zero. Where applied, tariff rate escalation is intended to serve as a risk mitigating tool, at least partially protecting the project investor from the uncertainty associated with the future cost of owning and operating the renewable energy facility. The escalation rate can be used to assume a year over year increase in all, or a portion, of the per unit payment provided to eligible generators. This concept is separate from inflationary adjustments to future operating cost assumptions -- which are input below. This rate is applied annually. Note that in this model, calendar years and tariff years are aligned. Caution: A value must be entered into this cell in order for the model to function properly. The input can be positive or negative (if the FIT value decreases over time), and a typical value may fall between 0% and 5%.
Note on I871: Note: The natural aging of the mechanical components of a wind turbine generator may lead to a drop in turbine availability (or efficiency), and therefore production, over time. This input allows the user to model the potential for such degradation, which may be between 0% and 2% per year. If the modeled "Net Capacity Factor" is intented to take long-term average availability into account, then the user may wish to enter 0% in the Annual Production Degradation field. Input must be => 0%.
Note on I872: Note: The Project Useful Life is the number of years that the project is expected to be fully operational, reliably delivering electricity to the grid, and generating revenue. This concept is different from the FIT Contract Length, which is administratively determined by policymakers. These two values may be the same if a FIT contract is offered for the project's entire expected useful life. This approach is likely to generate the lowest tariff rate, while successfully attracting investors to renewable energy projects. The CREST model is built for a maximum Project Useful Life of 30 years. Input must be greater than 0 and less than or equal to 30.
Note on S872: Note: If the designated "FIT Contract Length" is less than the defined "Project Useful Life", then this grouping of inputs is used to calculate the project's market-based revenue during the period from FIT contract expiration to the end of the project's life.
Note on S873: Note: Selecting "Year One" forecasts the total market value of production based on an estimate of that value in the project's first year of commercial operation and a user-defined escalation rate. Selecting "Year-by-Year" enables the user to enter unique annual values for the period after the FIT expires and before the end of the project's useful life.
Note on F874: See "unit" definitions at the bottom of this worksheet.
Note on S874: Note: This is the combined (or "bundled") market value of energy + capacity + Renewable Energy Credtis (RECs) in the same year in which the project's first enters commercial operation. This input must be greater than zero.
Note on I875: Note: This model alllows the user to input system cost at 1 of 3 levels of detail: "simple", "intermediate" or "complex." Simple offers a single input in $/kW, Intermediate offers five cost subcategories in total dollars, and Complex offers line-by-line project costing with user-defined categories and costs per line-item. Select your preferred method and use the cells below to enter your cost information. If you choose the "Complex" option, you will need to follow the link below to the "Complex Capital Costs" tab.
Note on S875: Note: When the "Year One" forecast methodology is selected, this is the user-defined escalation rate at which the market value of production is expected to change. Input must be greater than zero.
Note on I876: Note: When "Simple" is selected in the Cost Level of Detail cell, this "Total Installed Cost" row represents the total expected all-in project cost, which should include all hardware, balance of plant, interconnection, design, construction, permitting, development (including developer fee), interest during construction and financing costs. This figure should not account for any tax incentives, grants, or other cash incentives, each of which will be addressed elsewhere in the model. This figure should, however, reflect any applicable sales tax or exemptions thereof. Input must be greater than zero.
Note on S876: Note: When "Year-by-Year" market value of production forecast is selected, this link brings the user to another worksheet on which unique annual values may be entered.
Note on I877: Note: "Generation Equipment" should include hardware such as the generator, blades and tower. Caution: the model assumes that if "Intermediate" is selected as the level of detail section, the "Generation Equipment" row must have a value greater than zero.
Note on I878: Note: Balance of Plant (also known as Balance of System) represents all infrastructure, site prep and labor supporting the installation of the generation equipment. BOP costs include foundations, mounting devices, other hardware, and labor not already accounted for in the "Generation Equipment" row. Input cannot be less than zero.
Note on P878: See "unit" definitions at the bottom of this worksheet.
Note on I879: Note: The "Interconnection" row should account for all project costs relating to connecting to the grid, such as the construction of transmission lines, permitting costs with the utility, and start-up costs. This category will also include the cost of a new substation, if necessary. Regulators wishing to explore the potential that interconnection costs may be recovered from ratepayers separately can elect to enter zeros in this cost category whenever "Intermediate" or "Complex" is selected. Input cannot be less than zero.
Note on S879: Note: This drop-down input cell allows the user to specify whether federal incentives are cost-based (e.g. an investment tax credit) or performance-based (e.g. a PTC). The magnitude and terms of these incentives are set in the cells below. For more information, a useful resource for researching federal and state incentives online is: http://dsireusa.org/ *See bottom of introduction page for a list of links
Note on E880: Jason Gifford: Converted to "admin cost" for community remote DG
Note on I880: Note: The "Development Costs" row should include all costs relating to project management, studies, engineering, permitting, contingencies, success fees, and other soft costs not accounted for elsewhere in the "Intermediate" cost breakdown. Input cannot be less than zero.
Note on S880: Note: Some renewable energy projects may be eligible to take advantagee of Federal incentives such as the Investment Tax Credit or a Treasury Grant. Information on eligibility for funding opportunities such as these is available online at: http://dsireusa.org/incentives/incentive.cfm?Incentive_Code=US02F&re=1&ee=1 *See bottom of introduction page for a list of links
Note on I881: Note: The "Reserves & Financing Costs" row accounts for all costs relating to financing, such as lender fees, closing costs, legal fees, interest during construction, due diligence costs, and any other relevant, financing relating costs. The model calculates this field by aggregating G22 through G25, G51, G54, G63, G66, Q57 and Q60.
Note on S881: NOTE: The maximum potential Investment Tax Credit (ITC) benefit is assumed to be 30% of those project costs which are depreciable on the 5-year MACRS schedule. This 'eligible costs' assumption is purposefully simplified for this analysis. Project costs depreciated on other bases may also be eligible for the ITC. Developers should consult with tax counsel for project-specific depreciation and ITC treatment of each project cost.
Note on I882: Note: If you wish to enter your project costs under the "Complex" format, select Complex from the drop-down menu and use the link to the left to access additional worksheets which provide the opportunitiy to add significant, additional detail on project costs. Once complete, the model will roll up the detailed costs and populate this row with the resultant final project cost.
Note on S882: NOTE: As a tax credit, the ITC is only usable by project owners with positive federal income tax liability. In cases where the owner's tax liability in the calendar year of the project's first commercial operation exceeds the ITC amount, the user may enter 100% in this field and assume full utilization of the ITC. If the owner's tax liability is less than the available ITC, the user may either enter a % value less than 100% or select the "carried forward" method in the "Tax Benefits used as generated or carried forward?" cell. Input must be between 0% and 100%.
Note on I883: Note: The total system cost is a calculation, based on the level of detail selected and the assocated inputs.
Note on S883: Note: Calculates the dollar value of the Investment Tax Credit or Cash Grant, if applicable.
Note on I884: Note: Calculation based on the total system cost in the cell above and the system size reported. Typical costs (as of 2010) fall between $2,000/kW and $3,000/kW.
Note on S884: Note: This input cell, the "Performance Based Incentive" or "PBI" is another potential incentive available to some specific projects. The PBI would be separate from a feed-in-tariff, but acts similarly in that it is per unit of production (typically kWh) income to a project. Some examples of PBIs include the Federal Production Tax Credit (applicable to private projects with tax appetites) and the Federal Renewable Energy Production Incentive (REPI), historically available to some public projects.
Note on I885: Note: This cell calculates the total of all applicable grants, excluding the payment in lieu of the Federal ITC (also known as the ITC Cash Grant, or Cash Grant), if applicable. The ITC Cash Grant is considered separately because unlike grants issued upfront and used to offset capital costs, the ITC Cash Grant is disbursed approxiamtely 60 days after the start of commercial operations and therefore becomes an integral part of the project's financing. Where grants are treated as taxable income, this cell calculates the after-tax impact on the total cost of the project.
Note on S885: Note: This cell denotes the value of the Performance Based Incentive applicable to the project's first year of commercial operation. In some cases, this value will need to be calculated external to the model if such PBI is derived from a "base year" and specified inflation index. The following cells can be used to account for inflation and the maximum term of eligibility. Input cannot be less than zero.
Note on I886: Note: Calculation of total project cost net applicable grants.
Note on S886: Note: This is the length of time that a project would be eligible for any Performance Based Incentives outlined in the cell immediately above. For example, the Federal Renewable Energy Production Incentive and Production Tax Credit incentives are available for the first 10 years of project operation. Input cannot be less than zero.
Note on I887: Note: Calculation, based on net project cost and total installed capacity.
Note on S887: Note: Performance Based Incentives are often adjusted to account for inflation. For example, the Federal Production Tax Credit (PTC) is adjusted each year to account for changes in the GDP IPD index. This cell can be used as a proxy for the inflation that would apply to any PBI incentive entered above. This input cannot be left blank.
Note on S888: Note: In some cases, due to the nature of the requirements of some Performance Based Incentive programs, project owners are unable to maximize the full revenue stream of the incentive. For example, in the case of the Federal Production Tax Credit (PTC), the project owner may not have sufficienct tax appetite to fully utilize the tax credits. This input cell would allow the modeler to account for the owner's inability to fully utilize the PTC and/or the reduction of the PTC (a "haircut") due to the presence of subsidized (below market interest rate) financing. Incentive "availability" will likely be a factor if this cell is being used to model the cash-based Renewable Energy Production Incentive (REPI). The REPI program has historically been underfunded; available monies are allocated pro rata among eligible projects. In this case, the value entered in this cell should reflect the user's expectation of the fraction of the face value REPI payment that will be available over the applicable incentive term. Input must be between 0% to 100%.
Note on F889: See "unit" definitions at the bottom of this worksheet.
Note on S889: Note: Defines whether depreciation and PTC benefits are monetized in the period in which they are generated ("as generated" option) or whether these benefits must be delayed until the project has sufficient tax liability to use these benefits without relying on a 3rd-party investor with tax liability external to the project ("carried forward" method).
Note on I890: Note: Select either "Simple" or "Intermediate" O&M expense detail using the drop-down menu to the right.
Note on I891: Note: If "Simple" is selected in the cell above, then this input should reflect the total expected fixed cost of project operations and maintenance, in $/kW-yr. This includes the insurance, project management, property tax (or payment in lieu thereof), land lease, and royalty expenses which would have been broken out separately in the "Intermediate" case. Other labor and spare parts should also be included in this estimate. If the user has obtained O&M expense estimates from a third-party, it is critical to understand which costs have been included. If the user is not certain that all of the above-listed expenses are included in the fixed cost estimate, then the "Intermediate" approach should be used and these expenses should be entered separately. If "Intermediate" is selected, then this input should reflect the expected annual fixed O&M cost before taking into account the additional listed expenses, which are entered below. In all cases, fixed O&M would include - among others - the ongoing cost of obtaining daily, weekly or monthly production estimates based on weather and other factors. Input value must be greater than zero.
Note on S891: Note: Some renewable energy projects may be eligible for other federal grants as well, such as funding from the U.S. Department of Agriculture. This input cell can be used to capture those funding opportunities, some of which are outlined online at: http://dsireusa.org/incentives/index.cfm?state=us&re=1&EE=1 *See bottom of introduction page for a list of links Input cannot be less than zero.
Note on I892: Note: This cell provides the user with the option of accounting for O&M expenses (such as labor and spare parts) which are more easily estimated and modeled on a variable, cents per kWh basis. If "Simple" is selected above, then this cell should also take into account variable costs, such as royalties, if such annual expenses are not already accounted for in the fixed cost input above. Input cannot be less than zero.
Note on S892: Note: Select here whether federal grants (other than the section 1603 payment in lieu of the ITC/PTC) are treated as taxable income. If no, depreciation basis is reduced.
Note on I893: Note: This inflation rate applies to both fixed and variable O&M expense, insurance, and project management costs entered above, if applicable. The model allows the user to specify an inflation assumption for an "initial period" and a second inflation assumption "thereafter." These inputs can be used to account for inflation which might be fixed during an initial O&M service contract, but are unknown thereafter. The final year of the "initial period" is user-defined (e.g. final year of an O&M service contract). The purpose of this feature is also to recognize that inflationary trends may change over time, or that some projects may not expect inflation of O&M expenses for the first several years, but may expect inflation thereafter. This inflation rate does not apply to PILOT or Royalty costs. Input cannot be less than zero.
Note on I894: Note: This feature allows the user to assume that the rate at which expenses change over time is not constant. This cell provides the year in which the first inflation period ends. Input cannot be less than zero.
Note on P894: See "unit" definitions at the bottom of this worksheet.
Note on I895: Note: This cell provides the inflation rate for the remainder of the project's useful life. Input must be greater than zero.
Note on S895: Note: This drop-down input cell allows the user to specify whether state incentives are cost-based (e.g. an investment tax credit) or performance-based (e.g. a PTC or cash payment). If no state incentive is available or useable by the modeled project, the user will select "Neither." The magnitude and terms of these incentives are set in the cells below. For more information, a useful resource for researching federal and state incentives online is: http://dsireusa.org/ *See bottom of introduction page for a list of links
Note on I896: Note: Project owners, or hosts, are required to carry insurance. This input accounts for the estimated cost of insuring the modeled power generating facility. Input cannot be less than zero.
Note on S896: NOTE: The maximum potential Investment Tax Credit (ITC) benefit is assumed to be 30% of those project costs which are depreciable on the 5-year MACRS schedule.
Note on I897: Note: This cell calculates the resulting dollar value cost of insurance based on the input above and the project installed cost (net of financing costs). It is provided simply as a reference for the user.
Note on S897: NOTE: As a tax credit, the ITC is only usable by project owners with positive federal income tax liability. In cases where the owner's tax liability in the calendar year of the project's first commercial operation exceeds the ITC amount, the user may enter 100% in this field and assume full utilization of the ITC. If the owner's tax liability is less than the available ITC, a % less than 100% must be entered in order to represent a less efficient utilization of this federal tax incentive. Input must be betwee 0% and 100%.
Note on I898: Note: "Project Management" accounts for the cost of staff time related to managing the project's Power Purchase Agreements, grid integration, and periodic reporting to the system operator and policymakers. Input cannot be less than zero.
Note on S898: Note: Specifies whether the available ITC is realized in a single year or over multiple years. This input will be specified by state-specific law or regulation. A good resource on available state incentives is: http://dsireusa.org/ *See bottom of introduction page for a list of links Input must be greater than 1 and less than the Project Useful Life.
Note on I899: Note: "Property Tax or PILOT" accounts for costs associated with any local taxes incurred by the project. Many states offer tax exemptions for renewable energy systems; to check your local applicability, please visit: http://dsireusa.org/ This line can also be used to account for any PILOTs or Payment in Leiu of Taxes. Developers often negotiate a PILOT with the local community to secure a fixed, predictable payment that serves both parties appropriately. This model allows the user to input a year-one Property Tax or PILOT value along with an annual property tax adjsutment factor (see next cell down). As a result, taxes can be modeled as flat, increasing, or decreasing annually depending on the value entered in the adjustment factor cell below. Input cannot be less than zero.
Note on S899: Note: Calculates the dollar value of the State Investment Tax Credit, if applicable.
Note on I900: Note: The Annual Property Tax Adjustment Factor allows the user to specify whether the Year One tax (or PILOT) value will remain fixed and flat, will decrease (a negative percentage value entered in this cell) or increase (a positive percentage value entered in this cell) over time.
Note on S900: Note: This input cell, the "Performance Based Incentive" or "PBI" is another potential incentive available to some specific projects. The PBI would be separate from a feed-in-tariff, but acts similarly in that it is per unit of production (typically kWh) income to a project. Some examples of PBIs include the Federal Production Tax Credit (applicable to private projects with tax appetites) and the Federal Renewable Energy Production Incentive (REPI), historically available to some public projects.
Note on I901: Note: The Land Lease input represents fixed payments to the site host (and possibly other affected parties) for the use of the land on which the project is located. Variable royalty payments may be applied in addition to, or in lieu of, the land lease payment through the "Royalties" input below, if applicable. Input cannot be less than zero.
Note on S901: Note: Impacts tax treatment of PBI if owner is a taxable entity.
Note on I902: Note: The royalties input accounts for variable payments to site hosts, neighbors, partners, or other parties which may have a stake in the project and which are NOT covered by the fixed "Land Lease" payment. Fixed payments may be applied in addition to, or in lieu of, the royalty payment through the "Land Lease" input above, if applicable. Inflation is NOT applied to this input. However, if tariff escalation is selected, then the assumed royalty payment will increase over time since it is calculated as a function of revenue over time. If the modeled project's royalty payments are not the same over time, then an average annual royalty payment should be calculated externally and entered in this cell. This input cannot be less than zero.
Note on S902: Note: This cell denotes the value of the Performance Based Incentive applicable to the project's first year of commercial operation. In some cases, this value will need to be calculated external to the model if such PBI is derived from a "base year" and specified inflation index. The following cells can be used to account for inflation and the maximum term of eligibility. Input cannot be less than zero.
Note on I903: Note: This cell calculates the resulting dollar value cost of royalties paid to landowners or other stakeholders based on the input above and project revenue. It is provided simply as a reference for the user.
Note on S903: Note: This is the length of time that a project would be eligible for any Performance Based Incentives outlined in the cell immediately above. For example, the Federal Renewable Energy Production Incentive and Production Tax Credit incentives are available for the first 10 years of project operation. Input cannot be less than zero.
Note on S904: Note: Performance Based Incentives are often adjusted to account for inflation. For example, the Federal Production Tax Credit (PTC) is adjusted each year to account for changes in the GDP IPD index. This cell can be used as a proxy for the inflation that would apply to any PBI incentive entered above. This input cannot be left blank.
Note on F905: See "unit" definitions at the bottom of this worksheet.
Note on S905: Note: In some cases, due to the nature of the requirements of some Performance Based Incentive programs, project owners are unable to maximize the full revenue stream of the incentive. For example, in the case of the Federal Production Tax Credit (PTC), the project owner may not have sufficienct tax appetite to fully utilize the tax credits. This input cell would allow the modeler to account for the owner's inability to fully utilize the PTC and/or the reduction of the PTC (a "haircut") due to the presence of subsidized (below market interest rate) financing. Input must be between 0% and 100%.
Note on I906: Note: The # of months from construction start to commercial operation. This input cannot be less than zero.
Note on S906: Note: Defines whether depreciation and PTC benefits are monetized in the period in which they are generated ("as generated" option), or whether these benefits must be delayed until the project has sufficient tax liability to use these benefits without relying on a 3rd-party investor with tax liability external to the project ("carried forward" method).
Note on I907: Note: The annual interest rate on construction debt. This input cannot be less than zero.
Note on I908: Note: A calculated value showing the interest accrued during the construction period. Rather than requiring the user to define a detailed construction draw-down schedule, this calculation makes the simplifying assumption that the total project cost is spent in equal parts in each month of the construction period. IDC is calculated on total project cost, assuming that any grants are collected after construction financing is repaid at time of permanent financing. This cell is only used with the "Intermediate" and "Complex" capital cost options. The "Simple" capital cost option assumes that all project costs, including IDC, are included in the single input.
Note on S908: Note: Include here the total dollar value of any state-specific cash grants or rebates. Input cannot be less than zero.
Note on S909: Note: Select here whether state grants are treated as taxable income. If no, depreciation basis is reduced.
Note on F910: See "unit" definitions at the bottom of this worksheet.
Note on I911: Note: For ease of use and comprehension by a wide range of stakeholders, this model allows the user to define the capital structure, and relies on mortgage-style amortization of the project debt. The "% Debt" input specifies the portion of funds borrowed, as a percentage of the total "hard costs." Equity is assumed to fund the remaining hard costs PLUS all "soft costs" (e.g. transaction costs and funding of initial reserve accounts, if applicable). This input cannot be less than zero. Where maximum sustainable leverage is desired, the user must manually adjust the "% Debt" entry upward to the highest point before the DSCRs no longer "Pass." If a specific % Debt is desired, and such % is higher than the maximum sustainable debt (such that it causes the DSCR to "Fail"), then the user must define the % Debt and then manually adjust the "Target After-Tax Equity IRR" upward until the DSCRs are met. The user should take note that when leverage becomes very high (and the corresponding equity contribution low), the "Target After-Tax Equity IRR" will need to be adjusted to levels exceeding typical commercial returns in order to maintain the DSCR ratio on such high debt levels. For this reason, it is not recommended that users solve for the COE associated with a % Debt that is beyond the maximum sustainable leverage. If a project is expected to be funded either by a pool of corporate funds or back-leveraged after commercial operation, the user might elect to enter 0% in the "% Debt" cell and enter a weighted average cost of capital (WACC) in the "Target After-Tax Equity IRR" cell.
Note on I912: Note: Debt "tenor" (also casually referred to as "term"), is the number of years in the debt repayment schedule. Caution: If the project will utilize debt, this value must be greater than zero but less than or equal to the total FIT contract duration.
Note on S912: Note: In the case of wind energy projects, one of the major hardware components is the gearbox. Gearboxes are typically warrantied for several years, and a measurable percentage may be expected to fail after approximately 7 to 12 years of operation. One or more blade replacement may also be necessary, at approxiamtely year 15. These input cells allow for assumptions regarding one or more gearbox, blade or other replacements over a project's useful life. Caution: Modelers should take into account the assumed contract duration and the project's useful life when considering whether to assume equipment replacements in the latter years of this analysis. Inputs should be greater than zero and less than the Project Useful Life.
Note on I913: Note: The all-in interest rate is the financing rate provided by the bank or other debt investor. This input cannot be less than zero.
Note on S913: Note: The cost of (or even need for) a gearbox replacement is difficult to assess, given that costs are attributable to an item that would be purchased more than 10 years from commercial operation. The input placed in this cell must be in nominal dollars -- reflecting the expected cost of the equipment in the year replaced. Funds sufficient to pay for this replacement are then reserved through operations in equal amounts until the year in which the replacement occurs. Note: This model assumes that future equipment purchases, such as gearboxes or blades, will be depreciated on 5-yr MACRS basis. Input must be greater than or equal to zero.
Note on I914: Note: A one-time fee collected by the lender and calculated as a % of the total loan amount. This value is typically between 1% and 4%. This input cannot be less than zero.
Note on S914: Note: In the case of wind energy projects, one of the major hardware components is the gearbox. Gearboxes are typically warrantied for several years, and a measurable percentage may be expected to fail after approximately 7 to 12 years of operation. One or more blade replacement may also be necessary, at approxiamtely year 15. These input cells allow for assumptions regarding one or more gearbox, blade or other replacements over a project's useful life. Caution: Modelers should take into account the assumed contract duration and the project's useful life when considering whether to assume equipment replacements in the latter years of this analysis. Inputs should be greater than zero and less than the Project Useful Life.
Note on I915: Note: The annual Debt Service Coverage Ratio is calculated by dividing the sum of the annual principal and interest payment into that year's operating cash flow. Lenders will require the DSCR to demonstrate the project's ability to easily meet its annual debt service obligation. Average DSCRs over the life of the loan typically range from 1.2 to 1.5 for private, commercially financed projects, or from 1.1 to 1.3 for publicly owned, bond-financed projects - depending on the level of reserves, or other surety, provided. The annual minimum DSCR will depend on the specific terms of the loan and the probability-weighting of the production estimate, but will likely be in the range of 1.0 to 1.3. This input must be greater than 1.
Note on S915: Note: The cost of (or even need for) a gearbox replacement is difficult to assess, given that costs are attributable to an item that would be purchased more than 10 years from commercial operation. The input placed in this cell must be in nominal dollars -- reflecting the expected cost of the equipment in the year replaced. Funds sufficient to pay for this replacement are then reserved through operations in equal amounts until the year in which the replacement occurs. Note: This model assumes that future equipment purchases, such as gearboxes or blades, will be depreciated on 5-yr MACRS basis. Input must be greater than or equal to zero.
Note on I916: Note: If "#N/A" appears, F9 should be pressed until the calculated COE achieves it's final value.
Note on S916: Note: In the case of wind energy projects, one of the major hardware components is the gearbox. Gearboxes are typically warrantied for several years, and a measurable percentage may be expected to fail after approximately 7 to 12 years of operation. One or more blade replacement may also be necessary, at approxiamtely year 15. These input cells allow for assumptions regarding one or more gearbox, blade or other replacements over a project's useful life. Caution: Modelers should take into account the assumed contract duration and the project's useful life when considering whether to assume equipment replacements in the latter years of this analysis. Inputs should be greater than zero and less than the Project Useful Life.
Note on I917: Note: This cell checks that the debt service coverage ratio exceeds the user-defined minimum in each operating year (see note in DSCR cell for definition and rationale for DSCR). If the test "fails", the user must choose from one of several options in order to cure this deficiency (the extent to which these options are available will be specific to each project): 1. reduce the amount of project level debt, 2. increase the feed-in tariff rate in order to generate cash flow sufficient to meet the bank's assumed coverage requirement. In the CREST model, this is done by manually increasing the "Target After-Tax Equity IRR." Other possible, but less likely, mechanisms include: 3. increase the loan tenor 4. decrease the interest rate
Note on S917: Note: The cost of (or even need for) a gearbox replacement is difficult to assess, given that costs are attributable to an item that would be purchased more than 10 years from commercial operation. The input placed in this cell must be in nominal dollars -- reflecting the expected cost of the equipment in the year replaced. Funds sufficient to pay for this replacement are then reserved through operations in equal amounts until the year in which the replacement occurs. Note: This model assumes that future equipment purchases, such as gearboxes or blades, will be depreciated on 5-yr MACRS basis. Input must be greater than or equal to zero.
Note on I918: Note: The annual Debt Service Coverage Ratio is calculated by dividing the sum of the annual principal and interest payment into that year's operating cash flow. Lenders will require the DSCR to demonstrate the project's ability to easily meet its annual debt service obligation. Average DSCRs over the life of the loan typically range from 1.2 to 1.5 for private, commercially financed projects, or from 1.1 to 1.3 for publicly owned, bond-financed projects - depending on the level of reserves, or other surety, provided. The annual minimum DSCR will depend on the specific terms of the loan and the probability-weighting of the production estimate, but will likely be in the range of 1.0 to 1.3. This input must be greater than 1.
Note on S918: Note: In the case of wind energy projects, one of the major hardware components is the gearbox. Gearboxes are typically warrantied for several years, and a measurable percentage may be expected to fail after approximately 7 to 12 years of operation. One or more blade replacement may also be necessary, at approxiamtely year 15. These input cells allow for assumptions regarding one or more gearbox, blade or other replacements over a project's useful life. Caution: Modelers should take into account the assumed contract duration and the project's useful life when considering whether to assume equipment replacements in the latter years of this analysis. Inputs should be greater than zero and less than the Project Useful Life.
Note on I919: Note: If "#N/A" appears, F9 should be pressed until the calculated COE achieves it's final value.
Note on S919: Note: The cost of (or even need for) a gearbox replacement is difficult to assess, given that costs are attributable to an item that would be purchased more than 10 years from commercial operation. The input placed in this cell must be in nominal dollars -- reflecting the expected cost of the equipment in the year replaced. Funds sufficient to pay for this replacement are then reserved through operations in equal amounts until the year in which the replacement occurs. Note: This model assumes that future equipment purchases, such as gearboxes or blades, will be depreciated on 5-yr MACRS basis. Input must be greater than or equal to zero.
Note on I920: Note: This cell checks that the average debt service coverage ratio exceeds the user-defined minimum during the period for which debt is outstanding (see note in DSCR cell for definition and rationale for DSCR). If the test "fails", the user must choose from one of several options in order to cure this deficiency (the extent to which these options are available will be specific to each project): 1. reduce the amount of project level debt, 2. increase the feed-in tariff rate in order to generate cash flow sufficient to meet the bank's assumed coverage requirement. In the CREST model, this is done by manually increasing the "Target After-Tax Equity IRR." Other possible, but less likely, mechanisms include: 3. increase the loan tenor 4. decrease the interest rate
Note on I921: Note: The portion of total project cost funded from equity investors. This cell is a calculation and not an input. It is calculated as 100% minus the "% Debt" entered above.
Note on P921: See "unit" definitions at the bottom of this worksheet.
Note on I922: Note: The target after-tax equity IRR is the equity investor's cost of capital -- or "discount rate" -- and is the minimum rate of return that the project owner will seek to attain in order to justify the project compared to alternative investments. The user should be explicit in his or her assumption regarding the term over which the target after-tax IRR is assumed to be realized. For example, the user could elect to align the return requirement with the tariff payment duration. In this case, the project useful life should be set equal to the tariff duration in order to calculate the COE associated with the target IRR over that period of time. In a second example, the user could elect to align the return requirement with the project's useful life. In this case, the user can either assume a tariff duration equal to the project life, or assume market-based revenue for the period after the tariff and before the end of the assumed project useful life. This input cannot be less than zero. If a project is expected to be funded either by a pool of corporate funds or back-leveraged after commercial operation, the user might elect to enter 0% in the "% Debt" cell and enter a weighted average cost of capital (WACC) in the "Target After-Tax Equity IRR" cell.
Note on I923: Note: The weighted average cost of capital combines the after-tax cost of both equity and debt in proportion to their use, and is calculated here for reference.
Note on S923: Note: In order to ensure that project owners have sufficient funds to decommission and remove equipment at the end of a project's life, many owners choose to create and fund a reserve account throughout the course of project. This input cell allows the modeler to choose whether to pay for project removal by creating and funding a reserve account over the project life by selecting "Operations" or to assume that a project's removal will be funded by selling the equipment, by selecting "Salvage".
Note on I924: Note: This cell represents the costs of both equity and debt due diligence (if applicable) and other transaction costs. Input cannot be less than zero.
Note on S924: Note: This input cell allows the user to assume the creation of a reserve account. The value entered here will be accounted for in the project's cash flow, and would be funded evenly over the number of years available between the project's commercial operation and the end of its useful life. Input cannot be less than zero.
Note on P926: See "unit" definitions at the bottom of this worksheet.
Note on I927: NOTE: The "sources of funding" cells summarize the amount of capital contributed from equity, debt and grants, if applicable. The sum is the same at the project's "Total Installed Cost."
Note on I928: NOTE: The "sources of funding" cells summarize the amount of capital contributed from equity, debt and grants, if applicable. The sum is the same as the project's "Total Installed Cost."
Note on S928: Note: Lenders typically require the project owner to establish a reserve account prior to the commencement of operations to ensure that loan repayments occur in full and on time even if the project has insufficient operating cash flow in a specific period due to lower than expected production, higher costs, or both. The size of the reserve account is typically equal to 6 months of debt service obligation. Input cannot be less than zero.
Note on I929: NOTE: The "sources of funding" cells summarize the amount of capital contributed from equity, debt and grants, if applicable. The sum is the same as the project's "Total Installed Cost." As previously described, this value excludes the ITC Cash Grant, which must be financed prior to commercial operation.
Note on S929: Note: Calculated value based on the # months of required reserve and the capital structure and associated periodic debt obligation.
Note on I930: NOTE: The "sources of funding" cells summarize the amount of capital contributed from equity, debt and grants, if applicable. The sum is the same as the project's "Total Installed Cost."
Note on S931: Note: Lenders typically require the project owner to establish a reserve account prior to the commencement of operations to ensure that all O&M expenses can be met even if the project has insufficient operating cash flow in a specific period due to lower than expected production, higher costs, or both. The size of the reserve account is typically 3 to 6 months of O&M expenses, and includes all categories of O&M expenses. Input cannot be less than zero.
Note on F932: See "unit" definitions at the bottom of this worksheet.
Note on S932: Note: Calculated value based on the # months of required reserve and all annual operating expenses.
Note on I933: Note: Defines whether the project owner is a taxable or non-taxable entity. This determines the treatment of income taxes and other tax-related items.
Note on S933: Note: Unused reserves earn interest at this rate. Input cannot be less than zero.
Note on I934: Note: Defines the project's federal income tax rate, if applicable. Input cannot be less than zero.
Note on I935: Note: Defines whether depreciation and PTC benefits are monetized in the period in which they are generated ("as generated" option) or whether these benefits must be delayed until the project has sufficient tax liability to use these benefits without relying on a 3rd-party investor with tax liability external to the project ("carried forward" method).
Note on I936: Note: Defines the project's state income tax rate, if applicable. Input cannot be less than zero.
Note on S936: Note: To qualify for Bonus Depreciation the property must have a recovery period of 20 years or less (under normal federal tax depreciation rules), and the project must commence operation in the year in which bonus depreciation is in effect and under the ownership of the entity claiming the deduction. For qualifying projects, the owner is entitled to deduct 50% of the adjusted basis of the property during the tax year the property is first placed in service. The remaining 50% of the adjusted basis of the property is depreciated over the ordinary MACRS depreciation schedule. The bonus depreciation rules do not override the depreciation limit applicable to projects qualifying for the federal ITC. Before calculating depreciation for such a project, including any bonus depreciation, the adjusted basis of the project must be reduced by one-half of the amount of the ITC for which the project qualifies.
Note on I937: Note: Defines whether depreciation and PTC benefits are monetized in the period in which they are generated ("as generated" option) or whether these benefits must be delayed until the project has sufficient tax liability to use these benefits without relying on a 3rd-party investor with tax liability external to the project ("carried forward" method).
Note on P937: Jason Gifford: The Consolidated Appropriations Act, signed in December 2015, extended the "placed in service" deadline for bonus depreciation. Equipment placed in service before January 1, 2018 can qualify for 50% bonus depreciation. Equipment placed in service during 2018 can qualify for 40% bonus depreciation. And equipment placed in service during 2019 can qualify for 30% bonus depreciation.
Note on S937: Note: This input allows the user to define the bonus depreciation % applied in Year 1, if applicable. Historically, federal bonus depreciation has been 50% of the eligible cost basis (after taking into account reductions in such cost basis for the ITC, if applicable). Input cannot be less than zero.
Note on I938: Note: Takes into account the interaction between federal and state tax rates. This is a calculated value.
Note on I939: Note: Depreciation accounts for the "use" of equipment for tax purposes. The depreciation inputs are provided in the table to the right and on the Complex Capital Costs tab when this option is selected.
Note on AB940: Note: When the "Simple" capital cost option is selected, the depreciation of total project costs is divided among the classifications using this row. The depreciation options associated with other levels of cost detail will be hidden. This row must sum to 100%.
Note on AB941: Note: When the "Intermediate" capital cost option is selected, the allocation of the specified cost category across the depreciation classifications is done using this row. The depreciation options associated with other levels of cost detail will be hidden. This row must sum to 100%.
Note on AB942: Note: When the "Intermediate" capital cost option is selected, the allocation of the specified cost category across the depreciation classifications is done using this row. The depreciation options associated with other levels of cost detail will be hidden. This row must sum to 100%.
Note on AB943: Note: When the "Intermediate" capital cost option is selected, the allocation of the specified cost category across the depreciation classifications is done using this row. The depreciation options associated with other levels of cost detail will be hidden. This row must sum to 100%.
Note on AB944: Note: When the "Intermediate" capital cost option is selected, the allocation of the specified cost category across the depreciation classifications is done using this row. The depreciation options associated with other levels of cost detail will be hidden. This row must sum to 100%.
Note on AB945: Note: When the "Intermediate" capital cost option is selected, the allocation of the specified cost category across the depreciation classifications is done using this row. The depreciation options associated with other levels of cost detail will be hidden. This row must sum to 100%.
Note on AB946: Note: When the "Complex" capital cost option is selected, each line items is assigned its own depreciation classification using a drop-down menu on the Complex Capital Costs tab.
Note on C951: The "Check" column evaluates whether or not values have been enterred in all required fields. Green denotes an accepted entry in a required field or a calculation for which the minimum required precedents have been satisfied. Red denotes the absence of an entry in a required field, or a calculation for which the minimum required precendents have NOT been satisfied. Please note that while the "Check" column ensures the population of all required fields, this column does NOT validate the magnitude of such entries. It is the model user's responsibility to provide inputs which accurately represent the project being modeled. In some cases, a range of typical values for a specified input are provided in that input's "Notes" cell.
Note on I951: Each cell in the "Notes" column provides a brief description of the input in the corresponding row, its application within the model, and (in some cases) the range of values that might be expected to populate that input cell. It is the model user's responsibility, however, to research and validate the applicability of, and appropriate value for, each input.
Note on M951: The "Check" column evaluates whether or not values have been enterred in all required fields. Green denotes an accepted entry in a required field or a calculation for which the minimum required precedents have been satisfied. Red denotes the absence of an entry in a required field, or a calculation for which the minimum required precendents have NOT been satisfied. Please note that while the "Check" column ensures the population of all required fields, this column does NOT validate the magnitude of such entries. It is the model user's responsibility to provide inputs which accurately represent the project being modeled. In some cases, a range of typical values for a specified input are provided in that input's "Notes" cell.
Note on S951: Each cell in the "Notes" column provides a brief description of the input in the corresponding row, its application within the model, and (in some cases) the range of values that might be expected to populate that input cell. It is the model user's responsibility, however, to research and validate the applicability of, and appropriate value for, each input.
Note on F953: See "unit" definitions at the bottom of this worksheet.
Note on P953: See "unit" definitions at the bottom of this worksheet.
Note on I954: Note: This is the aggregate nameplate rating for the entire generating facility. Input must be greater than zero.
Note on S954: Note: The FIT contract length is the number of years for which the rate specified by this model is available. This term is established by policymakers and must be less than or equal to the project's useful life. The contract duration is also different than the debt tenor (if applicable), which is specified in the Permanent Financing section below.
Note on I955: Note: Capacity Factor is the % representation of the actual production vs. the theoretical maximum annual production of an energy project. This model requires the input of a Net Capacity Factor, meaning that the estimate of actual energy production should take into account all electricity losses (including those incurred between the generating facility and the contract delivery point), scheduled and unscheduled maintenance, forced outages, wake effects, icing, and any other factors that could reduce production. Wind projects typically have a capacity factor between 25% and 40% depending on region and site-specific topography. Input must be between 0% and 100%.
Note on S955: Note: This is the portion (%) of the tariff which is subject to annual escalation. Program administrators may determine that some or all of the tariff rate should be escalated to reflect the uncertainty associated with the future cost of owning and operating an electricity generating facility. This input is separate from the inflation assumed to apply to certain O&M expenses, which is provided as an input in the O&M section below. Input must be between 0% and 100%.
Note on I956: Note: This is a calculation, based on the system size and capacity factor provided above.
Note on S956: Note: To calculate a nominal levelized tariff rate, the "feed-in tariff escalation rate" field should be set to zero. Where applied, tariff rate escalation is intended to serve as a risk mitigating tool, at least partially protecting the project investor from the uncertainty associated with the future cost of owning and operating the renewable energy facility. The escalation rate can be used to assume a year over year increase in all, or a portion, of the per unit payment provided to eligible generators. This concept is separate from inflationary adjustments to future operating cost assumptions -- which are input below. This rate is applied annually. Note that in this model, calendar years and tariff years are aligned. Caution: A value must be entered into this cell in order for the model to function properly. The input can be positive or negative (if the FIT value decreases over time), and a typical value may fall between 0% and 5%.
Note on I957: Note: The natural aging of the mechanical components of a wind turbine generator may lead to a drop in turbine availability (or efficiency), and therefore production, over time. This input allows the user to model the potential for such degradation, which may be between 0% and 2% per year. If the modeled "Net Capacity Factor" is intented to take long-term average availability into account, then the user may wish to enter 0% in the Annual Production Degradation field. Input must be => 0%.
Note on I958: Note: The Project Useful Life is the number of years that the project is expected to be fully operational, reliably delivering electricity to the grid, and generating revenue. This concept is different from the FIT Contract Length, which is administratively determined by policymakers. These two values may be the same if a FIT contract is offered for the project's entire expected useful life. This approach is likely to generate the lowest tariff rate, while successfully attracting investors to renewable energy projects. The CREST model is built for a maximum Project Useful Life of 30 years. Input must be greater than 0 and less than or equal to 30.
Note on S958: Note: If the designated "FIT Contract Length" is less than the defined "Project Useful Life", then this grouping of inputs is used to calculate the project's market-based revenue during the period from FIT contract expiration to the end of the project's life.
Note on S959: Note: Selecting "Year One" forecasts the total market value of production based on an estimate of that value in the project's first year of commercial operation and a user-defined escalation rate. Selecting "Year-by-Year" enables the user to enter unique annual values for the period after the FIT expires and before the end of the project's useful life.
Note on F960: See "unit" definitions at the bottom of this worksheet.
Note on S960: Note: This is the combined (or "bundled") market value of energy + capacity + Renewable Energy Credtis (RECs) in the same year in which the project's first enters commercial operation. This input must be greater than zero.
Note on I961: Note: This model alllows the user to input system cost at 1 of 3 levels of detail: "simple", "intermediate" or "complex." Simple offers a single input in $/kW, Intermediate offers five cost subcategories in total dollars, and Complex offers line-by-line project costing with user-defined categories and costs per line-item. Select your preferred method and use the cells below to enter your cost information. If you choose the "Complex" option, you will need to follow the link below to the "Complex Capital Costs" tab.
Note on S961: Note: When the "Year One" forecast methodology is selected, this is the user-defined escalation rate at which the market value of production is expected to change. Input must be greater than zero.
Note on I962: Note: When "Simple" is selected in the Cost Level of Detail cell, this "Total Installed Cost" row represents the total expected all-in project cost, which should include all hardware, balance of plant, interconnection, design, construction, permitting, development (including developer fee), interest during construction and financing costs. This figure should not account for any tax incentives, grants, or other cash incentives, each of which will be addressed elsewhere in the model. This figure should, however, reflect any applicable sales tax or exemptions thereof. Input must be greater than zero.
Note on S962: Note: When "Year-by-Year" market value of production forecast is selected, this link brings the user to another worksheet on which unique annual values may be entered.
Note on I963: Note: "Generation Equipment" should include hardware such as the generator, blades and tower. Caution: the model assumes that if "Intermediate" is selected as the level of detail section, the "Generation Equipment" row must have a value greater than zero.
Note on I964: Note: Balance of Plant (also known as Balance of System) represents all infrastructure, site prep and labor supporting the installation of the generation equipment. BOP costs include foundations, mounting devices, other hardware, and labor not already accounted for in the "Generation Equipment" row. Input cannot be less than zero.
Note on P964: See "unit" definitions at the bottom of this worksheet.
Note on I965: Note: The "Interconnection" row should account for all project costs relating to connecting to the grid, such as the construction of transmission lines, permitting costs with the utility, and start-up costs. This category will also include the cost of a new substation, if necessary. Regulators wishing to explore the potential that interconnection costs may be recovered from ratepayers separately can elect to enter zeros in this cost category whenever "Intermediate" or "Complex" is selected. Input cannot be less than zero.
Note on S965: Note: This drop-down input cell allows the user to specify whether federal incentives are cost-based (e.g. an investment tax credit) or performance-based (e.g. a PTC). The magnitude and terms of these incentives are set in the cells below. For more information, a useful resource for researching federal and state incentives online is: http://dsireusa.org/ *See bottom of introduction page for a list of links
Note on E966: Jason Gifford: Converted to "admin cost" for community remote DG
Note on I966: Note: The "Development Costs" row should include all costs relating to project management, studies, engineering, permitting, contingencies, success fees, and other soft costs not accounted for elsewhere in the "Intermediate" cost breakdown. Input cannot be less than zero.
Note on S966: Note: Some renewable energy projects may be eligible to take advantagee of Federal incentives such as the Investment Tax Credit or a Treasury Grant. Information on eligibility for funding opportunities such as these is available online at: http://dsireusa.org/incentives/incentive.cfm?Incentive_Code=US02F&re=1&ee=1 *See bottom of introduction page for a list of links
Note on I967: Note: The "Reserves & Financing Costs" row accounts for all costs relating to financing, such as lender fees, closing costs, legal fees, interest during construction, due diligence costs, and any other relevant, financing relating costs. The model calculates this field by aggregating G22 through G25, G51, G54, G63, G66, Q57 and Q60.
Note on S967: NOTE: The maximum potential Investment Tax Credit (ITC) benefit is assumed to be 30% of those project costs which are depreciable on the 5-year MACRS schedule. This 'eligible costs' assumption is purposefully simplified for this analysis. Project costs depreciated on other bases may also be eligible for the ITC. Developers should consult with tax counsel for project-specific depreciation and ITC treatment of each project cost.
Note on I968: Note: If you wish to enter your project costs under the "Complex" format, select Complex from the drop-down menu and use the link to the left to access additional worksheets which provide the opportunitiy to add significant, additional detail on project costs. Once complete, the model will roll up the detailed costs and populate this row with the resultant final project cost.
Note on S968: NOTE: As a tax credit, the ITC is only usable by project owners with positive federal income tax liability. In cases where the owner's tax liability in the calendar year of the project's first commercial operation exceeds the ITC amount, the user may enter 100% in this field and assume full utilization of the ITC. If the owner's tax liability is less than the available ITC, the user may either enter a % value less than 100% or select the "carried forward" method in the "Tax Benefits used as generated or carried forward?" cell. Input must be between 0% and 100%.
Note on I969: Note: The total system cost is a calculation, based on the level of detail selected and the assocated inputs.
Note on S969: Note: Calculates the dollar value of the Investment Tax Credit or Cash Grant, if applicable.
Note on I970: Note: Calculation based on the total system cost in the cell above and the system size reported. Typical costs (as of 2010) fall between $2,000/kW and $3,000/kW.
Note on S970: Note: This input cell, the "Performance Based Incentive" or "PBI" is another potential incentive available to some specific projects. The PBI would be separate from a feed-in-tariff, but acts similarly in that it is per unit of production (typically kWh) income to a project. Some examples of PBIs include the Federal Production Tax Credit (applicable to private projects with tax appetites) and the Federal Renewable Energy Production Incentive (REPI), historically available to some public projects.
Note on I971: Note: This cell calculates the total of all applicable grants, excluding the payment in lieu of the Federal ITC (also known as the ITC Cash Grant, or Cash Grant), if applicable. The ITC Cash Grant is considered separately because unlike grants issued upfront and used to offset capital costs, the ITC Cash Grant is disbursed approxiamtely 60 days after the start of commercial operations and therefore becomes an integral part of the project's financing. Where grants are treated as taxable income, this cell calculates the after-tax impact on the total cost of the project.
Note on S971: Note: This cell denotes the value of the Performance Based Incentive applicable to the project's first year of commercial operation. In some cases, this value will need to be calculated external to the model if such PBI is derived from a "base year" and specified inflation index. The following cells can be used to account for inflation and the maximum term of eligibility. Input cannot be less than zero.
Note on I972: Note: Calculation of total project cost net applicable grants.
Note on S972: Note: This is the length of time that a project would be eligible for any Performance Based Incentives outlined in the cell immediately above. For example, the Federal Renewable Energy Production Incentive and Production Tax Credit incentives are available for the first 10 years of project operation. Input cannot be less than zero.
Note on I973: Note: Calculation, based on net project cost and total installed capacity.
Note on S973: Note: Performance Based Incentives are often adjusted to account for inflation. For example, the Federal Production Tax Credit (PTC) is adjusted each year to account for changes in the GDP IPD index. This cell can be used as a proxy for the inflation that would apply to any PBI incentive entered above. This input cannot be left blank.
Note on S974: Note: In some cases, due to the nature of the requirements of some Performance Based Incentive programs, project owners are unable to maximize the full revenue stream of the incentive. For example, in the case of the Federal Production Tax Credit (PTC), the project owner may not have sufficienct tax appetite to fully utilize the tax credits. This input cell would allow the modeler to account for the owner's inability to fully utilize the PTC and/or the reduction of the PTC (a "haircut") due to the presence of subsidized (below market interest rate) financing. Incentive "availability" will likely be a factor if this cell is being used to model the cash-based Renewable Energy Production Incentive (REPI). The REPI program has historically been underfunded; available monies are allocated pro rata among eligible projects. In this case, the value entered in this cell should reflect the user's expectation of the fraction of the face value REPI payment that will be available over the applicable incentive term. Input must be between 0% to 100%.
Note on F975: See "unit" definitions at the bottom of this worksheet.
Note on S975: Note: Defines whether depreciation and PTC benefits are monetized in the period in which they are generated ("as generated" option) or whether these benefits must be delayed until the project has sufficient tax liability to use these benefits without relying on a 3rd-party investor with tax liability external to the project ("carried forward" method).
Note on I976: Note: Select either "Simple" or "Intermediate" O&M expense detail using the drop-down menu to the right.
Note on I977: Note: If "Simple" is selected in the cell above, then this input should reflect the total expected fixed cost of project operations and maintenance, in $/kW-yr. This includes the insurance, project management, property tax (or payment in lieu thereof), land lease, and royalty expenses which would have been broken out separately in the "Intermediate" case. Other labor and spare parts should also be included in this estimate. If the user has obtained O&M expense estimates from a third-party, it is critical to understand which costs have been included. If the user is not certain that all of the above-listed expenses are included in the fixed cost estimate, then the "Intermediate" approach should be used and these expenses should be entered separately. If "Intermediate" is selected, then this input should reflect the expected annual fixed O&M cost before taking into account the additional listed expenses, which are entered below. In all cases, fixed O&M would include - among others - the ongoing cost of obtaining daily, weekly or monthly production estimates based on weather and other factors. Input value must be greater than zero.
Note on S977: Note: Some renewable energy projects may be eligible for other federal grants as well, such as funding from the U.S. Department of Agriculture. This input cell can be used to capture those funding opportunities, some of which are outlined online at: http://dsireusa.org/incentives/index.cfm?state=us&re=1&EE=1 *See bottom of introduction page for a list of links Input cannot be less than zero.
Note on I978: Note: This cell provides the user with the option of accounting for O&M expenses (such as labor and spare parts) which are more easily estimated and modeled on a variable, cents per kWh basis. If "Simple" is selected above, then this cell should also take into account variable costs, such as royalties, if such annual expenses are not already accounted for in the fixed cost input above. Input cannot be less than zero.
Note on S978: Note: Select here whether federal grants (other than the section 1603 payment in lieu of the ITC/PTC) are treated as taxable income. If no, depreciation basis is reduced.
Note on I979: Note: This inflation rate applies to both fixed and variable O&M expense, insurance, and project management costs entered above, if applicable. The model allows the user to specify an inflation assumption for an "initial period" and a second inflation assumption "thereafter." These inputs can be used to account for inflation which might be fixed during an initial O&M service contract, but are unknown thereafter. The final year of the "initial period" is user-defined (e.g. final year of an O&M service contract). The purpose of this feature is also to recognize that inflationary trends may change over time, or that some projects may not expect inflation of O&M expenses for the first several years, but may expect inflation thereafter. This inflation rate does not apply to PILOT or Royalty costs. Input cannot be less than zero.
Note on I980: Note: This feature allows the user to assume that the rate at which expenses change over time is not constant. This cell provides the year in which the first inflation period ends. Input cannot be less than zero.
Note on P980: See "unit" definitions at the bottom of this worksheet.
Note on I981: Note: This cell provides the inflation rate for the remainder of the project's useful life. Input must be greater than zero.
Note on S981: Note: This drop-down input cell allows the user to specify whether state incentives are cost-based (e.g. an investment tax credit) or performance-based (e.g. a PTC or cash payment). If no state incentive is available or useable by the modeled project, the user will select "Neither." The magnitude and terms of these incentives are set in the cells below. For more information, a useful resource for researching federal and state incentives online is: http://dsireusa.org/ *See bottom of introduction page for a list of links
Note on I982: Note: Project owners, or hosts, are required to carry insurance. This input accounts for the estimated cost of insuring the modeled power generating facility. Input cannot be less than zero.
Note on S982: NOTE: The maximum potential Investment Tax Credit (ITC) benefit is assumed to be 30% of those project costs which are depreciable on the 5-year MACRS schedule.
Note on I983: Note: This cell calculates the resulting dollar value cost of insurance based on the input above and the project installed cost (net of financing costs). It is provided simply as a reference for the user.
Note on S983: NOTE: As a tax credit, the ITC is only usable by project owners with positive federal income tax liability. In cases where the owner's tax liability in the calendar year of the project's first commercial operation exceeds the ITC amount, the user may enter 100% in this field and assume full utilization of the ITC. If the owner's tax liability is less than the available ITC, a % less than 100% must be entered in order to represent a less efficient utilization of this federal tax incentive. Input must be betwee 0% and 100%.
Note on I984: Note: "Project Management" accounts for the cost of staff time related to managing the project's Power Purchase Agreements, grid integration, and periodic reporting to the system operator and policymakers. Input cannot be less than zero.
Note on S984: Note: Specifies whether the available ITC is realized in a single year or over multiple years. This input will be specified by state-specific law or regulation. A good resource on available state incentives is: http://dsireusa.org/ *See bottom of introduction page for a list of links Input must be greater than 1 and less than the Project Useful Life.
Note on I985: Note: "Property Tax or PILOT" accounts for costs associated with any local taxes incurred by the project. Many states offer tax exemptions for renewable energy systems; to check your local applicability, please visit: http://dsireusa.org/ This line can also be used to account for any PILOTs or Payment in Leiu of Taxes. Developers often negotiate a PILOT with the local community to secure a fixed, predictable payment that serves both parties appropriately. This model allows the user to input a year-one Property Tax or PILOT value along with an annual property tax adjsutment factor (see next cell down). As a result, taxes can be modeled as flat, increasing, or decreasing annually depending on the value entered in the adjustment factor cell below. Input cannot be less than zero.
Note on S985: Note: Calculates the dollar value of the State Investment Tax Credit, if applicable.
Note on I986: Note: The Annual Property Tax Adjustment Factor allows the user to specify whether the Year One tax (or PILOT) value will remain fixed and flat, will decrease (a negative percentage value entered in this cell) or increase (a positive percentage value entered in this cell) over time.
Note on S986: Note: This input cell, the "Performance Based Incentive" or "PBI" is another potential incentive available to some specific projects. The PBI would be separate from a feed-in-tariff, but acts similarly in that it is per unit of production (typically kWh) income to a project. Some examples of PBIs include the Federal Production Tax Credit (applicable to private projects with tax appetites) and the Federal Renewable Energy Production Incentive (REPI), historically available to some public projects.
Note on I987: Note: The Land Lease input represents fixed payments to the site host (and possibly other affected parties) for the use of the land on which the project is located. Variable royalty payments may be applied in addition to, or in lieu of, the land lease payment through the "Royalties" input below, if applicable. Input cannot be less than zero.
Note on S987: Note: Impacts tax treatment of PBI if owner is a taxable entity.
Note on I988: Note: The royalties input accounts for variable payments to site hosts, neighbors, partners, or other parties which may have a stake in the project and which are NOT covered by the fixed "Land Lease" payment. Fixed payments may be applied in addition to, or in lieu of, the royalty payment through the "Land Lease" input above, if applicable. Inflation is NOT applied to this input. However, if tariff escalation is selected, then the assumed royalty payment will increase over time since it is calculated as a function of revenue over time. If the modeled project's royalty payments are not the same over time, then an average annual royalty payment should be calculated externally and entered in this cell. This input cannot be less than zero.
Note on S988: Note: This cell denotes the value of the Performance Based Incentive applicable to the project's first year of commercial operation. In some cases, this value will need to be calculated external to the model if such PBI is derived from a "base year" and specified inflation index. The following cells can be used to account for inflation and the maximum term of eligibility. Input cannot be less than zero.
Note on I989: Note: This cell calculates the resulting dollar value cost of royalties paid to landowners or other stakeholders based on the input above and project revenue. It is provided simply as a reference for the user.
Note on S989: Note: This is the length of time that a project would be eligible for any Performance Based Incentives outlined in the cell immediately above. For example, the Federal Renewable Energy Production Incentive and Production Tax Credit incentives are available for the first 10 years of project operation. Input cannot be less than zero.
Note on S990: Note: Performance Based Incentives are often adjusted to account for inflation. For example, the Federal Production Tax Credit (PTC) is adjusted each year to account for changes in the GDP IPD index. This cell can be used as a proxy for the inflation that would apply to any PBI incentive entered above. This input cannot be left blank.
Note on F991: See "unit" definitions at the bottom of this worksheet.
Note on S991: Note: In some cases, due to the nature of the requirements of some Performance Based Incentive programs, project owners are unable to maximize the full revenue stream of the incentive. For example, in the case of the Federal Production Tax Credit (PTC), the project owner may not have sufficienct tax appetite to fully utilize the tax credits. This input cell would allow the modeler to account for the owner's inability to fully utilize the PTC and/or the reduction of the PTC (a "haircut") due to the presence of subsidized (below market interest rate) financing. Input must be between 0% and 100%.
Note on I992: Note: The # of months from construction start to commercial operation. This input cannot be less than zero.
Note on S992: Note: Defines whether depreciation and PTC benefits are monetized in the period in which they are generated ("as generated" option), or whether these benefits must be delayed until the project has sufficient tax liability to use these benefits without relying on a 3rd-party investor with tax liability external to the project ("carried forward" method).
Note on I993: Note: The annual interest rate on construction debt. This input cannot be less than zero.
Note on I994: Note: A calculated value showing the interest accrued during the construction period. Rather than requiring the user to define a detailed construction draw-down schedule, this calculation makes the simplifying assumption that the total project cost is spent in equal parts in each month of the construction period. IDC is calculated on total project cost, assuming that any grants are collected after construction financing is repaid at time of permanent financing. This cell is only used with the "Intermediate" and "Complex" capital cost options. The "Simple" capital cost option assumes that all project costs, including IDC, are included in the single input.
Note on S994: Note: Include here the total dollar value of any state-specific cash grants or rebates. Input cannot be less than zero.
Note on S995: Note: Select here whether state grants are treated as taxable income. If no, depreciation basis is reduced.
Note on F996: See "unit" definitions at the bottom of this worksheet.
Note on I997: Note: For ease of use and comprehension by a wide range of stakeholders, this model allows the user to define the capital structure, and relies on mortgage-style amortization of the project debt. The "% Debt" input specifies the portion of funds borrowed, as a percentage of the total "hard costs." Equity is assumed to fund the remaining hard costs PLUS all "soft costs" (e.g. transaction costs and funding of initial reserve accounts, if applicable). This input cannot be less than zero. Where maximum sustainable leverage is desired, the user must manually adjust the "% Debt" entry upward to the highest point before the DSCRs no longer "Pass." If a specific % Debt is desired, and such % is higher than the maximum sustainable debt (such that it causes the DSCR to "Fail"), then the user must define the % Debt and then manually adjust the "Target After-Tax Equity IRR" upward until the DSCRs are met. The user should take note that when leverage becomes very high (and the corresponding equity contribution low), the "Target After-Tax Equity IRR" will need to be adjusted to levels exceeding typical commercial returns in order to maintain the DSCR ratio on such high debt levels. For this reason, it is not recommended that users solve for the COE associated with a % Debt that is beyond the maximum sustainable leverage. If a project is expected to be funded either by a pool of corporate funds or back-leveraged after commercial operation, the user might elect to enter 0% in the "% Debt" cell and enter a weighted average cost of capital (WACC) in the "Target After-Tax Equity IRR" cell.
Note on I998: Note: Debt "tenor" (also casually referred to as "term"), is the number of years in the debt repayment schedule. Caution: If the project will utilize debt, this value must be greater than zero but less than or equal to the total FIT contract duration.
Note on S998: Note: In the case of wind energy projects, one of the major hardware components is the gearbox. Gearboxes are typically warrantied for several years, and a measurable percentage may be expected to fail after approximately 7 to 12 years of operation. One or more blade replacement may also be necessary, at approxiamtely year 15. These input cells allow for assumptions regarding one or more gearbox, blade or other replacements over a project's useful life. Caution: Modelers should take into account the assumed contract duration and the project's useful life when considering whether to assume equipment replacements in the latter years of this analysis. Inputs should be greater than zero and less than the Project Useful Life.
Note on I999: Note: The all-in interest rate is the financing rate provided by the bank or other debt investor. This input cannot be less than zero.
Note on S999: Note: The cost of (or even need for) a gearbox replacement is difficult to assess, given that costs are attributable to an item that would be purchased more than 10 years from commercial operation. The input placed in this cell must be in nominal dollars -- reflecting the expected cost of the equipment in the year replaced. Funds sufficient to pay for this replacement are then reserved through operations in equal amounts until the year in which the replacement occurs. Note: This model assumes that future equipment purchases, such as gearboxes or blades, will be depreciated on 5-yr MACRS basis. Input must be greater than or equal to zero.
Note on I1000: Note: A one-time fee collected by the lender and calculated as a % of the total loan amount. This value is typically between 1% and 4%. This input cannot be less than zero.
Note on S1000: Note: In the case of wind energy projects, one of the major hardware components is the gearbox. Gearboxes are typically warrantied for several years, and a measurable percentage may be expected to fail after approximately 7 to 12 years of operation. One or more blade replacement may also be necessary, at approxiamtely year 15. These input cells allow for assumptions regarding one or more gearbox, blade or other replacements over a project's useful life. Caution: Modelers should take into account the assumed contract duration and the project's useful life when considering whether to assume equipment replacements in the latter years of this analysis. Inputs should be greater than zero and less than the Project Useful Life.
Note on I1001: Note: The annual Debt Service Coverage Ratio is calculated by dividing the sum of the annual principal and interest payment into that year's operating cash flow. Lenders will require the DSCR to demonstrate the project's ability to easily meet its annual debt service obligation. Average DSCRs over the life of the loan typically range from 1.2 to 1.5 for private, commercially financed projects, or from 1.1 to 1.3 for publicly owned, bond-financed projects - depending on the level of reserves, or other surety, provided. The annual minimum DSCR will depend on the specific terms of the loan and the probability-weighting of the production estimate, but will likely be in the range of 1.0 to 1.3. This input must be greater than 1.
Note on S1001: Note: The cost of (or even need for) a gearbox replacement is difficult to assess, given that costs are attributable to an item that would be purchased more than 10 years from commercial operation. The input placed in this cell must be in nominal dollars -- reflecting the expected cost of the equipment in the year replaced. Funds sufficient to pay for this replacement are then reserved through operations in equal amounts until the year in which the replacement occurs. Note: This model assumes that future equipment purchases, such as gearboxes or blades, will be depreciated on 5-yr MACRS basis. Input must be greater than or equal to zero.
Note on I1002: Note: If "#N/A" appears, F9 should be pressed until the calculated COE achieves it's final value.
Note on S1002: Note: In the case of wind energy projects, one of the major hardware components is the gearbox. Gearboxes are typically warrantied for several years, and a measurable percentage may be expected to fail after approximately 7 to 12 years of operation. One or more blade replacement may also be necessary, at approxiamtely year 15. These input cells allow for assumptions regarding one or more gearbox, blade or other replacements over a project's useful life. Caution: Modelers should take into account the assumed contract duration and the project's useful life when considering whether to assume equipment replacements in the latter years of this analysis. Inputs should be greater than zero and less than the Project Useful Life.
Note on I1003: Note: This cell checks that the debt service coverage ratio exceeds the user-defined minimum in each operating year (see note in DSCR cell for definition and rationale for DSCR). If the test "fails", the user must choose from one of several options in order to cure this deficiency (the extent to which these options are available will be specific to each project): 1. reduce the amount of project level debt, 2. increase the feed-in tariff rate in order to generate cash flow sufficient to meet the bank's assumed coverage requirement. In the CREST model, this is done by manually increasing the "Target After-Tax Equity IRR." Other possible, but less likely, mechanisms include: 3. increase the loan tenor 4. decrease the interest rate
Note on S1003: Note: The cost of (or even need for) a gearbox replacement is difficult to assess, given that costs are attributable to an item that would be purchased more than 10 years from commercial operation. The input placed in this cell must be in nominal dollars -- reflecting the expected cost of the equipment in the year replaced. Funds sufficient to pay for this replacement are then reserved through operations in equal amounts until the year in which the replacement occurs. Note: This model assumes that future equipment purchases, such as gearboxes or blades, will be depreciated on 5-yr MACRS basis. Input must be greater than or equal to zero.
Note on I1004: Note: The annual Debt Service Coverage Ratio is calculated by dividing the sum of the annual principal and interest payment into that year's operating cash flow. Lenders will require the DSCR to demonstrate the project's ability to easily meet its annual debt service obligation. Average DSCRs over the life of the loan typically range from 1.2 to 1.5 for private, commercially financed projects, or from 1.1 to 1.3 for publicly owned, bond-financed projects - depending on the level of reserves, or other surety, provided. The annual minimum DSCR will depend on the specific terms of the loan and the probability-weighting of the production estimate, but will likely be in the range of 1.0 to 1.3. This input must be greater than 1.
Note on S1004: Note: In the case of wind energy projects, one of the major hardware components is the gearbox. Gearboxes are typically warrantied for several years, and a measurable percentage may be expected to fail after approximately 7 to 12 years of operation. One or more blade replacement may also be necessary, at approxiamtely year 15. These input cells allow for assumptions regarding one or more gearbox, blade or other replacements over a project's useful life. Caution: Modelers should take into account the assumed contract duration and the project's useful life when considering whether to assume equipment replacements in the latter years of this analysis. Inputs should be greater than zero and less than the Project Useful Life.
Note on I1005: Note: If "#N/A" appears, F9 should be pressed until the calculated COE achieves it's final value.
Note on S1005: Note: The cost of (or even need for) a gearbox replacement is difficult to assess, given that costs are attributable to an item that would be purchased more than 10 years from commercial operation. The input placed in this cell must be in nominal dollars -- reflecting the expected cost of the equipment in the year replaced. Funds sufficient to pay for this replacement are then reserved through operations in equal amounts until the year in which the replacement occurs. Note: This model assumes that future equipment purchases, such as gearboxes or blades, will be depreciated on 5-yr MACRS basis. Input must be greater than or equal to zero.
Note on I1006: Note: This cell checks that the average debt service coverage ratio exceeds the user-defined minimum during the period for which debt is outstanding (see note in DSCR cell for definition and rationale for DSCR). If the test "fails", the user must choose from one of several options in order to cure this deficiency (the extent to which these options are available will be specific to each project): 1. reduce the amount of project level debt, 2. increase the feed-in tariff rate in order to generate cash flow sufficient to meet the bank's assumed coverage requirement. In the CREST model, this is done by manually increasing the "Target After-Tax Equity IRR." Other possible, but less likely, mechanisms include: 3. increase the loan tenor 4. decrease the interest rate
Note on I1007: Note: The portion of total project cost funded from equity investors. This cell is a calculation and not an input. It is calculated as 100% minus the "% Debt" entered above.
Note on P1007: See "unit" definitions at the bottom of this worksheet.
Note on I1008: Note: The target after-tax equity IRR is the equity investor's cost of capital -- or "discount rate" -- and is the minimum rate of return that the project owner will seek to attain in order to justify the project compared to alternative investments. The user should be explicit in his or her assumption regarding the term over which the target after-tax IRR is assumed to be realized. For example, the user could elect to align the return requirement with the tariff payment duration. In this case, the project useful life should be set equal to the tariff duration in order to calculate the COE associated with the target IRR over that period of time. In a second example, the user could elect to align the return requirement with the project's useful life. In this case, the user can either assume a tariff duration equal to the project life, or assume market-based revenue for the period after the tariff and before the end of the assumed project useful life. This input cannot be less than zero. If a project is expected to be funded either by a pool of corporate funds or back-leveraged after commercial operation, the user might elect to enter 0% in the "% Debt" cell and enter a weighted average cost of capital (WACC) in the "Target After-Tax Equity IRR" cell.
Note on I1009: Note: The weighted average cost of capital combines the after-tax cost of both equity and debt in proportion to their use, and is calculated here for reference.
Note on S1009: Note: In order to ensure that project owners have sufficient funds to decommission and remove equipment at the end of a project's life, many owners choose to create and fund a reserve account throughout the course of project. This input cell allows the modeler to choose whether to pay for project removal by creating and funding a reserve account over the project life by selecting "Operations" or to assume that a project's removal will be funded by selling the equipment, by selecting "Salvage".
Note on I1010: Note: This cell represents the costs of both equity and debt due diligence (if applicable) and other transaction costs. Input cannot be less than zero.
Note on S1010: Note: This input cell allows the user to assume the creation of a reserve account. The value entered here will be accounted for in the project's cash flow, and would be funded evenly over the number of years available between the project's commercial operation and the end of its useful life. Input cannot be less than zero.
Note on P1012: See "unit" definitions at the bottom of this worksheet.
Note on I1013: NOTE: The "sources of funding" cells summarize the amount of capital contributed from equity, debt and grants, if applicable. The sum is the same at the project's "Total Installed Cost."
Note on I1014: NOTE: The "sources of funding" cells summarize the amount of capital contributed from equity, debt and grants, if applicable. The sum is the same as the project's "Total Installed Cost."
Note on S1014: Note: Lenders typically require the project owner to establish a reserve account prior to the commencement of operations to ensure that loan repayments occur in full and on time even if the project has insufficient operating cash flow in a specific period due to lower than expected production, higher costs, or both. The size of the reserve account is typically equal to 6 months of debt service obligation. Input cannot be less than zero.
Note on I1015: NOTE: The "sources of funding" cells summarize the amount of capital contributed from equity, debt and grants, if applicable. The sum is the same as the project's "Total Installed Cost." As previously described, this value excludes the ITC Cash Grant, which must be financed prior to commercial operation.
Note on S1015: Note: Calculated value based on the # months of required reserve and the capital structure and associated periodic debt obligation.
Note on I1016: NOTE: The "sources of funding" cells summarize the amount of capital contributed from equity, debt and grants, if applicable. The sum is the same as the project's "Total Installed Cost."
Note on S1017: Note: Lenders typically require the project owner to establish a reserve account prior to the commencement of operations to ensure that all O&M expenses can be met even if the project has insufficient operating cash flow in a specific period due to lower than expected production, higher costs, or both. The size of the reserve account is typically 3 to 6 months of O&M expenses, and includes all categories of O&M expenses. Input cannot be less than zero.
Note on F1018: See "unit" definitions at the bottom of this worksheet.
Note on S1018: Note: Calculated value based on the # months of required reserve and all annual operating expenses.
Note on I1019: Note: Defines whether the project owner is a taxable or non-taxable entity. This determines the treatment of income taxes and other tax-related items.
Note on S1019: Note: Unused reserves earn interest at this rate. Input cannot be less than zero.
Note on I1020: Note: Defines the project's federal income tax rate, if applicable. Input cannot be less than zero.
Note on I1021: Note: Defines whether depreciation and PTC benefits are monetized in the period in which they are generated ("as generated" option) or whether these benefits must be delayed until the project has sufficient tax liability to use these benefits without relying on a 3rd-party investor with tax liability external to the project ("carried forward" method).
Note on I1022: Note: Defines the project's state income tax rate, if applicable. Input cannot be less than zero.
Note on S1022: Note: To qualify for Bonus Depreciation the property must have a recovery period of 20 years or less (under normal federal tax depreciation rules), and the project must commence operation in the year in which bonus depreciation is in effect and under the ownership of the entity claiming the deduction. For qualifying projects, the owner is entitled to deduct 50% of the adjusted basis of the property during the tax year the property is first placed in service. The remaining 50% of the adjusted basis of the property is depreciated over the ordinary MACRS depreciation schedule. The bonus depreciation rules do not override the depreciation limit applicable to projects qualifying for the federal ITC. Before calculating depreciation for such a project, including any bonus depreciation, the adjusted basis of the project must be reduced by one-half of the amount of the ITC for which the project qualifies.
Note on I1023: Note: Defines whether depreciation and PTC benefits are monetized in the period in which they are generated ("as generated" option) or whether these benefits must be delayed until the project has sufficient tax liability to use these benefits without relying on a 3rd-party investor with tax liability external to the project ("carried forward" method).
Note on P1023: Jason Gifford: The Consolidated Appropriations Act, signed in December 2015, extended the "placed in service" deadline for bonus depreciation. Equipment placed in service before January 1, 2018 can qualify for 50% bonus depreciation. Equipment placed in service during 2018 can qualify for 40% bonus depreciation. And equipment placed in service during 2019 can qualify for 30% bonus depreciation.
Note on S1023: Note: This input allows the user to define the bonus depreciation % applied in Year 1, if applicable. Historically, federal bonus depreciation has been 50% of the eligible cost basis (after taking into account reductions in such cost basis for the ITC, if applicable). Input cannot be less than zero.
Note on I1024: Note: Takes into account the interaction between federal and state tax rates. This is a calculated value.
Note on I1025: Note: Depreciation accounts for the "use" of equipment for tax purposes. The depreciation inputs are provided in the table to the right and on the Complex Capital Costs tab when this option is selected.
Note on AB1026: Note: When the "Simple" capital cost option is selected, the depreciation of total project costs is divided among the classifications using this row. The depreciation options associated with other levels of cost detail will be hidden. This row must sum to 100%.
Note on AB1027: Note: When the "Intermediate" capital cost option is selected, the allocation of the specified cost category across the depreciation classifications is done using this row. The depreciation options associated with other levels of cost detail will be hidden. This row must sum to 100%.
Note on AB1028: Note: When the "Intermediate" capital cost option is selected, the allocation of the specified cost category across the depreciation classifications is done using this row. The depreciation options associated with other levels of cost detail will be hidden. This row must sum to 100%.
Note on AB1029: Note: When the "Intermediate" capital cost option is selected, the allocation of the specified cost category across the depreciation classifications is done using this row. The depreciation options associated with other levels of cost detail will be hidden. This row must sum to 100%.
Note on AB1030: Note: When the "Intermediate" capital cost option is selected, the allocation of the specified cost category across the depreciation classifications is done using this row. The depreciation options associated with other levels of cost detail will be hidden. This row must sum to 100%.
Note on AB1031: Note: When the "Intermediate" capital cost option is selected, the allocation of the specified cost category across the depreciation classifications is done using this row. The depreciation options associated with other levels of cost detail will be hidden. This row must sum to 100%.
Note on AB1032: Note: When the "Complex" capital cost option is selected, each line items is assigned its own depreciation classification using a drop-down menu on the Complex Capital Costs tab.
Note on C1037: The "Check" column evaluates whether or not values have been enterred in all required fields. Green denotes an accepted entry in a required field or a calculation for which the minimum required precedents have been satisfied. Red denotes the absence of an entry in a required field, or a calculation for which the minimum required precendents have NOT been satisfied. Please note that while the "Check" column ensures the population of all required fields, this column does NOT validate the magnitude of such entries. It is the model user's responsibility to provide inputs which accurately represent the project being modeled. In some cases, a range of typical values for a specified input are provided in that input's "Notes" cell.
Note on I1037: Each cell in the "Notes" column provides a brief description of the input in the corresponding row, its application within the model, and (in some cases) the range of values that might be expected to populate that input cell. It is the model user's responsibility, however, to research and validate the applicability of, and appropriate value for, each input.
Note on M1037: The "Check" column evaluates whether or not values have been enterred in all required fields. Green denotes an accepted entry in a required field or a calculation for which the minimum required precedents have been satisfied. Red denotes the absence of an entry in a required field, or a calculation for which the minimum required precendents have NOT been satisfied. Please note that while the "Check" column ensures the population of all required fields, this column does NOT validate the magnitude of such entries. It is the model user's responsibility to provide inputs which accurately represent the project being modeled. In some cases, a range of typical values for a specified input are provided in that input's "Notes" cell.
Note on S1037: Each cell in the "Notes" column provides a brief description of the input in the corresponding row, its application within the model, and (in some cases) the range of values that might be expected to populate that input cell. It is the model user's responsibility, however, to research and validate the applicability of, and appropriate value for, each input.
Note on F1039: See "unit" definitions at the bottom of this worksheet.
Note on P1039: See "unit" definitions at the bottom of this worksheet.
Note on I1040: Note: This is the aggregate nameplate rating for the entire generating facility. Input must be greater than zero.
Note on S1040: Note: The FIT contract length is the number of years for which the rate specified by this model is available. This term is established by policymakers and must be less than or equal to the project's useful life. The contract duration is also different than the debt tenor (if applicable), which is specified in the Permanent Financing section below.
Note on I1041: Note: Capacity Factor is the % representation of the actual production vs. the theoretical maximum annual production of an energy project. This model requires the input of a Net Capacity Factor, meaning that the estimate of actual energy production should take into account all electricity losses (including those incurred between the generating facility and the contract delivery point), scheduled and unscheduled maintenance, forced outages, wake effects, icing, and any other factors that could reduce production. Wind projects typically have a capacity factor between 25% and 40% depending on region and site-specific topography. Input must be between 0% and 100%.
Note on S1041: Note: This is the portion (%) of the tariff which is subject to annual escalation. Program administrators may determine that some or all of the tariff rate should be escalated to reflect the uncertainty associated with the future cost of owning and operating an electricity generating facility. This input is separate from the inflation assumed to apply to certain O&M expenses, which is provided as an input in the O&M section below. Input must be between 0% and 100%.
Note on I1042: Note: This is a calculation, based on the system size and capacity factor provided above.
Note on S1042: Note: To calculate a nominal levelized tariff rate, the "feed-in tariff escalation rate" field should be set to zero. Where applied, tariff rate escalation is intended to serve as a risk mitigating tool, at least partially protecting the project investor from the uncertainty associated with the future cost of owning and operating the renewable energy facility. The escalation rate can be used to assume a year over year increase in all, or a portion, of the per unit payment provided to eligible generators. This concept is separate from inflationary adjustments to future operating cost assumptions -- which are input below. This rate is applied annually. Note that in this model, calendar years and tariff years are aligned. Caution: A value must be entered into this cell in order for the model to function properly. The input can be positive or negative (if the FIT value decreases over time), and a typical value may fall between 0% and 5%.
Note on I1043: Note: The natural aging of the mechanical components of a wind turbine generator may lead to a drop in turbine availability (or efficiency), and therefore production, over time. This input allows the user to model the potential for such degradation, which may be between 0% and 2% per year. If the modeled "Net Capacity Factor" is intented to take long-term average availability into account, then the user may wish to enter 0% in the Annual Production Degradation field. Input must be => 0%.
Note on I1044: Note: The Project Useful Life is the number of years that the project is expected to be fully operational, reliably delivering electricity to the grid, and generating revenue. This concept is different from the FIT Contract Length, which is administratively determined by policymakers. These two values may be the same if a FIT contract is offered for the project's entire expected useful life. This approach is likely to generate the lowest tariff rate, while successfully attracting investors to renewable energy projects. The CREST model is built for a maximum Project Useful Life of 30 years. Input must be greater than 0 and less than or equal to 30.
Note on S1044: Note: If the designated "FIT Contract Length" is less than the defined "Project Useful Life", then this grouping of inputs is used to calculate the project's market-based revenue during the period from FIT contract expiration to the end of the project's life.
Note on S1045: Note: Selecting "Year One" forecasts the total market value of production based on an estimate of that value in the project's first year of commercial operation and a user-defined escalation rate. Selecting "Year-by-Year" enables the user to enter unique annual values for the period after the FIT expires and before the end of the project's useful life.
Note on F1046: See "unit" definitions at the bottom of this worksheet.
Note on S1046: Note: This is the combined (or "bundled") market value of energy + capacity + Renewable Energy Credtis (RECs) in the same year in which the project's first enters commercial operation. This input must be greater than zero.
Note on I1047: Note: This model alllows the user to input system cost at 1 of 3 levels of detail: "simple", "intermediate" or "complex." Simple offers a single input in $/kW, Intermediate offers five cost subcategories in total dollars, and Complex offers line-by-line project costing with user-defined categories and costs per line-item. Select your preferred method and use the cells below to enter your cost information. If you choose the "Complex" option, you will need to follow the link below to the "Complex Capital Costs" tab.
Note on S1047: Note: When the "Year One" forecast methodology is selected, this is the user-defined escalation rate at which the market value of production is expected to change. Input must be greater than zero.
Note on I1048: Note: When "Simple" is selected in the Cost Level of Detail cell, this "Total Installed Cost" row represents the total expected all-in project cost, which should include all hardware, balance of plant, interconnection, design, construction, permitting, development (including developer fee), interest during construction and financing costs. This figure should not account for any tax incentives, grants, or other cash incentives, each of which will be addressed elsewhere in the model. This figure should, however, reflect any applicable sales tax or exemptions thereof. Input must be greater than zero.
Note on S1048: Note: When "Year-by-Year" market value of production forecast is selected, this link brings the user to another worksheet on which unique annual values may be entered.
Note on I1049: Note: "Generation Equipment" should include hardware such as the generator, blades and tower. Caution: the model assumes that if "Intermediate" is selected as the level of detail section, the "Generation Equipment" row must have a value greater than zero.
Note on I1050: Note: Balance of Plant (also known as Balance of System) represents all infrastructure, site prep and labor supporting the installation of the generation equipment. BOP costs include foundations, mounting devices, other hardware, and labor not already accounted for in the "Generation Equipment" row. Input cannot be less than zero.
Note on P1050: See "unit" definitions at the bottom of this worksheet.
Note on I1051: Note: The "Interconnection" row should account for all project costs relating to connecting to the grid, such as the construction of transmission lines, permitting costs with the utility, and start-up costs. This category will also include the cost of a new substation, if necessary. Regulators wishing to explore the potential that interconnection costs may be recovered from ratepayers separately can elect to enter zeros in this cost category whenever "Intermediate" or "Complex" is selected. Input cannot be less than zero.
Note on S1051: Note: This drop-down input cell allows the user to specify whether federal incentives are cost-based (e.g. an investment tax credit) or performance-based (e.g. a PTC). The magnitude and terms of these incentives are set in the cells below. For more information, a useful resource for researching federal and state incentives online is: http://dsireusa.org/ *See bottom of introduction page for a list of links
Note on E1052: Jason Gifford: Converted to "admin cost" for community remote DG
Note on I1052: Note: The "Development Costs" row should include all costs relating to project management, studies, engineering, permitting, contingencies, success fees, and other soft costs not accounted for elsewhere in the "Intermediate" cost breakdown. Input cannot be less than zero.
Note on S1052: Note: Some renewable energy projects may be eligible to take advantagee of Federal incentives such as the Investment Tax Credit or a Treasury Grant. Information on eligibility for funding opportunities such as these is available online at: http://dsireusa.org/incentives/incentive.cfm?Incentive_Code=US02F&re=1&ee=1 *See bottom of introduction page for a list of links
Note on I1053: Note: The "Reserves & Financing Costs" row accounts for all costs relating to financing, such as lender fees, closing costs, legal fees, interest during construction, due diligence costs, and any other relevant, financing relating costs. The model calculates this field by aggregating G22 through G25, G51, G54, G63, G66, Q57 and Q60.
Note on S1053: NOTE: The maximum potential Investment Tax Credit (ITC) benefit is assumed to be 30% of those project costs which are depreciable on the 5-year MACRS schedule. This 'eligible costs' assumption is purposefully simplified for this analysis. Project costs depreciated on other bases may also be eligible for the ITC. Developers should consult with tax counsel for project-specific depreciation and ITC treatment of each project cost.
Note on I1054: Note: If you wish to enter your project costs under the "Complex" format, select Complex from the drop-down menu and use the link to the left to access additional worksheets which provide the opportunitiy to add significant, additional detail on project costs. Once complete, the model will roll up the detailed costs and populate this row with the resultant final project cost.
Note on S1054: NOTE: As a tax credit, the ITC is only usable by project owners with positive federal income tax liability. In cases where the owner's tax liability in the calendar year of the project's first commercial operation exceeds the ITC amount, the user may enter 100% in this field and assume full utilization of the ITC. If the owner's tax liability is less than the available ITC, the user may either enter a % value less than 100% or select the "carried forward" method in the "Tax Benefits used as generated or carried forward?" cell. Input must be between 0% and 100%.
Note on I1055: Note: The total system cost is a calculation, based on the level of detail selected and the assocated inputs.
Note on S1055: Note: Calculates the dollar value of the Investment Tax Credit or Cash Grant, if applicable.
Note on I1056: Note: Calculation based on the total system cost in the cell above and the system size reported. Typical costs (as of 2010) fall between $2,000/kW and $3,000/kW.
Note on S1056: Note: This input cell, the "Performance Based Incentive" or "PBI" is another potential incentive available to some specific projects. The PBI would be separate from a feed-in-tariff, but acts similarly in that it is per unit of production (typically kWh) income to a project. Some examples of PBIs include the Federal Production Tax Credit (applicable to private projects with tax appetites) and the Federal Renewable Energy Production Incentive (REPI), historically available to some public projects.
Note on I1057: Note: This cell calculates the total of all applicable grants, excluding the payment in lieu of the Federal ITC (also known as the ITC Cash Grant, or Cash Grant), if applicable. The ITC Cash Grant is considered separately because unlike grants issued upfront and used to offset capital costs, the ITC Cash Grant is disbursed approxiamtely 60 days after the start of commercial operations and therefore becomes an integral part of the project's financing. Where grants are treated as taxable income, this cell calculates the after-tax impact on the total cost of the project.
Note on S1057: Note: This cell denotes the value of the Performance Based Incentive applicable to the project's first year of commercial operation. In some cases, this value will need to be calculated external to the model if such PBI is derived from a "base year" and specified inflation index. The following cells can be used to account for inflation and the maximum term of eligibility. Input cannot be less than zero.
Note on I1058: Note: Calculation of total project cost net applicable grants.
Note on S1058: Note: This is the length of time that a project would be eligible for any Performance Based Incentives outlined in the cell immediately above. For example, the Federal Renewable Energy Production Incentive and Production Tax Credit incentives are available for the first 10 years of project operation. Input cannot be less than zero.
Note on I1059: Note: Calculation, based on net project cost and total installed capacity.
Note on S1059: Note: Performance Based Incentives are often adjusted to account for inflation. For example, the Federal Production Tax Credit (PTC) is adjusted each year to account for changes in the GDP IPD index. This cell can be used as a proxy for the inflation that would apply to any PBI incentive entered above. This input cannot be left blank.
Note on S1060: Note: In some cases, due to the nature of the requirements of some Performance Based Incentive programs, project owners are unable to maximize the full revenue stream of the incentive. For example, in the case of the Federal Production Tax Credit (PTC), the project owner may not have sufficienct tax appetite to fully utilize the tax credits. This input cell would allow the modeler to account for the owner's inability to fully utilize the PTC and/or the reduction of the PTC (a "haircut") due to the presence of subsidized (below market interest rate) financing. Incentive "availability" will likely be a factor if this cell is being used to model the cash-based Renewable Energy Production Incentive (REPI). The REPI program has historically been underfunded; available monies are allocated pro rata among eligible projects. In this case, the value entered in this cell should reflect the user's expectation of the fraction of the face value REPI payment that will be available over the applicable incentive term. Input must be between 0% to 100%.
Note on F1061: See "unit" definitions at the bottom of this worksheet.
Note on S1061: Note: Defines whether depreciation and PTC benefits are monetized in the period in which they are generated ("as generated" option) or whether these benefits must be delayed until the project has sufficient tax liability to use these benefits without relying on a 3rd-party investor with tax liability external to the project ("carried forward" method).
Note on I1062: Note: Select either "Simple" or "Intermediate" O&M expense detail using the drop-down menu to the right.
Note on I1063: Note: If "Simple" is selected in the cell above, then this input should reflect the total expected fixed cost of project operations and maintenance, in $/kW-yr. This includes the insurance, project management, property tax (or payment in lieu thereof), land lease, and royalty expenses which would have been broken out separately in the "Intermediate" case. Other labor and spare parts should also be included in this estimate. If the user has obtained O&M expense estimates from a third-party, it is critical to understand which costs have been included. If the user is not certain that all of the above-listed expenses are included in the fixed cost estimate, then the "Intermediate" approach should be used and these expenses should be entered separately. If "Intermediate" is selected, then this input should reflect the expected annual fixed O&M cost before taking into account the additional listed expenses, which are entered below. In all cases, fixed O&M would include - among others - the ongoing cost of obtaining daily, weekly or monthly production estimates based on weather and other factors. Input value must be greater than zero.
Note on S1063: Note: Some renewable energy projects may be eligible for other federal grants as well, such as funding from the U.S. Department of Agriculture. This input cell can be used to capture those funding opportunities, some of which are outlined online at: http://dsireusa.org/incentives/index.cfm?state=us&re=1&EE=1 *See bottom of introduction page for a list of links Input cannot be less than zero.
Note on I1064: Note: This cell provides the user with the option of accounting for O&M expenses (such as labor and spare parts) which are more easily estimated and modeled on a variable, cents per kWh basis. If "Simple" is selected above, then this cell should also take into account variable costs, such as royalties, if such annual expenses are not already accounted for in the fixed cost input above. Input cannot be less than zero.
Note on S1064: Note: Select here whether federal grants (other than the section 1603 payment in lieu of the ITC/PTC) are treated as taxable income. If no, depreciation basis is reduced.
Note on I1065: Note: This inflation rate applies to both fixed and variable O&M expense, insurance, and project management costs entered above, if applicable. The model allows the user to specify an inflation assumption for an "initial period" and a second inflation assumption "thereafter." These inputs can be used to account for inflation which might be fixed during an initial O&M service contract, but are unknown thereafter. The final year of the "initial period" is user-defined (e.g. final year of an O&M service contract). The purpose of this feature is also to recognize that inflationary trends may change over time, or that some projects may not expect inflation of O&M expenses for the first several years, but may expect inflation thereafter. This inflation rate does not apply to PILOT or Royalty costs. Input cannot be less than zero.
Note on I1066: Note: This feature allows the user to assume that the rate at which expenses change over time is not constant. This cell provides the year in which the first inflation period ends. Input cannot be less than zero.
Note on P1066: See "unit" definitions at the bottom of this worksheet.
Note on I1067: Note: This cell provides the inflation rate for the remainder of the project's useful life. Input must be greater than zero.
Note on S1067: Note: This drop-down input cell allows the user to specify whether state incentives are cost-based (e.g. an investment tax credit) or performance-based (e.g. a PTC or cash payment). If no state incentive is available or useable by the modeled project, the user will select "Neither." The magnitude and terms of these incentives are set in the cells below. For more information, a useful resource for researching federal and state incentives online is: http://dsireusa.org/ *See bottom of introduction page for a list of links
Note on I1068: Note: Project owners, or hosts, are required to carry insurance. This input accounts for the estimated cost of insuring the modeled power generating facility. Input cannot be less than zero.
Note on S1068: NOTE: The maximum potential Investment Tax Credit (ITC) benefit is assumed to be 30% of those project costs which are depreciable on the 5-year MACRS schedule.
Note on I1069: Note: This cell calculates the resulting dollar value cost of insurance based on the input above and the project installed cost (net of financing costs). It is provided simply as a reference for the user.
Note on S1069: NOTE: As a tax credit, the ITC is only usable by project owners with positive federal income tax liability. In cases where the owner's tax liability in the calendar year of the project's first commercial operation exceeds the ITC amount, the user may enter 100% in this field and assume full utilization of the ITC. If the owner's tax liability is less than the available ITC, a % less than 100% must be entered in order to represent a less efficient utilization of this federal tax incentive. Input must be betwee 0% and 100%.
Note on I1070: Note: "Project Management" accounts for the cost of staff time related to managing the project's Power Purchase Agreements, grid integration, and periodic reporting to the system operator and policymakers. Input cannot be less than zero.
Note on S1070: Note: Specifies whether the available ITC is realized in a single year or over multiple years. This input will be specified by state-specific law or regulation. A good resource on available state incentives is: http://dsireusa.org/ *See bottom of introduction page for a list of links Input must be greater than 1 and less than the Project Useful Life.
Note on I1071: Note: "Property Tax or PILOT" accounts for costs associated with any local taxes incurred by the project. Many states offer tax exemptions for renewable energy systems; to check your local applicability, please visit: http://dsireusa.org/ This line can also be used to account for any PILOTs or Payment in Leiu of Taxes. Developers often negotiate a PILOT with the local community to secure a fixed, predictable payment that serves both parties appropriately. This model allows the user to input a year-one Property Tax or PILOT value along with an annual property tax adjsutment factor (see next cell down). As a result, taxes can be modeled as flat, increasing, or decreasing annually depending on the value entered in the adjustment factor cell below. Input cannot be less than zero.
Note on S1071: Note: Calculates the dollar value of the State Investment Tax Credit, if applicable.
Note on I1072: Note: The Annual Property Tax Adjustment Factor allows the user to specify whether the Year One tax (or PILOT) value will remain fixed and flat, will decrease (a negative percentage value entered in this cell) or increase (a positive percentage value entered in this cell) over time.
Note on S1072: Note: This input cell, the "Performance Based Incentive" or "PBI" is another potential incentive available to some specific projects. The PBI would be separate from a feed-in-tariff, but acts similarly in that it is per unit of production (typically kWh) income to a project. Some examples of PBIs include the Federal Production Tax Credit (applicable to private projects with tax appetites) and the Federal Renewable Energy Production Incentive (REPI), historically available to some public projects.
Note on I1073: Note: The Land Lease input represents fixed payments to the site host (and possibly other affected parties) for the use of the land on which the project is located. Variable royalty payments may be applied in addition to, or in lieu of, the land lease payment through the "Royalties" input below, if applicable. Input cannot be less than zero.
Note on S1073: Note: Impacts tax treatment of PBI if owner is a taxable entity.
Note on I1074: Note: The royalties input accounts for variable payments to site hosts, neighbors, partners, or other parties which may have a stake in the project and which are NOT covered by the fixed "Land Lease" payment. Fixed payments may be applied in addition to, or in lieu of, the royalty payment through the "Land Lease" input above, if applicable. Inflation is NOT applied to this input. However, if tariff escalation is selected, then the assumed royalty payment will increase over time since it is calculated as a function of revenue over time. If the modeled project's royalty payments are not the same over time, then an average annual royalty payment should be calculated externally and entered in this cell. This input cannot be less than zero.
Note on S1074: Note: This cell denotes the value of the Performance Based Incentive applicable to the project's first year of commercial operation. In some cases, this value will need to be calculated external to the model if such PBI is derived from a "base year" and specified inflation index. The following cells can be used to account for inflation and the maximum term of eligibility. Input cannot be less than zero.
Note on I1075: Note: This cell calculates the resulting dollar value cost of royalties paid to landowners or other stakeholders based on the input above and project revenue. It is provided simply as a reference for the user.
Note on S1075: Note: This is the length of time that a project would be eligible for any Performance Based Incentives outlined in the cell immediately above. For example, the Federal Renewable Energy Production Incentive and Production Tax Credit incentives are available for the first 10 years of project operation. Input cannot be less than zero.
Note on S1076: Note: Performance Based Incentives are often adjusted to account for inflation. For example, the Federal Production Tax Credit (PTC) is adjusted each year to account for changes in the GDP IPD index. This cell can be used as a proxy for the inflation that would apply to any PBI incentive entered above. This input cannot be left blank.
Note on F1077: See "unit" definitions at the bottom of this worksheet.
Note on S1077: Note: In some cases, due to the nature of the requirements of some Performance Based Incentive programs, project owners are unable to maximize the full revenue stream of the incentive. For example, in the case of the Federal Production Tax Credit (PTC), the project owner may not have sufficienct tax appetite to fully utilize the tax credits. This input cell would allow the modeler to account for the owner's inability to fully utilize the PTC and/or the reduction of the PTC (a "haircut") due to the presence of subsidized (below market interest rate) financing. Input must be between 0% and 100%.
Note on I1078: Note: The # of months from construction start to commercial operation. This input cannot be less than zero.
Note on S1078: Note: Defines whether depreciation and PTC benefits are monetized in the period in which they are generated ("as generated" option), or whether these benefits must be delayed until the project has sufficient tax liability to use these benefits without relying on a 3rd-party investor with tax liability external to the project ("carried forward" method).
Note on I1079: Note: The annual interest rate on construction debt. This input cannot be less than zero.
Note on I1080: Note: A calculated value showing the interest accrued during the construction period. Rather than requiring the user to define a detailed construction draw-down schedule, this calculation makes the simplifying assumption that the total project cost is spent in equal parts in each month of the construction period. IDC is calculated on total project cost, assuming that any grants are collected after construction financing is repaid at time of permanent financing. This cell is only used with the "Intermediate" and "Complex" capital cost options. The "Simple" capital cost option assumes that all project costs, including IDC, are included in the single input.
Note on S1080: Note: Include here the total dollar value of any state-specific cash grants or rebates. Input cannot be less than zero.
Note on S1081: Note: Select here whether state grants are treated as taxable income. If no, depreciation basis is reduced.
Note on F1082: See "unit" definitions at the bottom of this worksheet.
Note on I1083: Note: For ease of use and comprehension by a wide range of stakeholders, this model allows the user to define the capital structure, and relies on mortgage-style amortization of the project debt. The "% Debt" input specifies the portion of funds borrowed, as a percentage of the total "hard costs." Equity is assumed to fund the remaining hard costs PLUS all "soft costs" (e.g. transaction costs and funding of initial reserve accounts, if applicable). This input cannot be less than zero. Where maximum sustainable leverage is desired, the user must manually adjust the "% Debt" entry upward to the highest point before the DSCRs no longer "Pass." If a specific % Debt is desired, and such % is higher than the maximum sustainable debt (such that it causes the DSCR to "Fail"), then the user must define the % Debt and then manually adjust the "Target After-Tax Equity IRR" upward until the DSCRs are met. The user should take note that when leverage becomes very high (and the corresponding equity contribution low), the "Target After-Tax Equity IRR" will need to be adjusted to levels exceeding typical commercial returns in order to maintain the DSCR ratio on such high debt levels. For this reason, it is not recommended that users solve for the COE associated with a % Debt that is beyond the maximum sustainable leverage. If a project is expected to be funded either by a pool of corporate funds or back-leveraged after commercial operation, the user might elect to enter 0% in the "% Debt" cell and enter a weighted average cost of capital (WACC) in the "Target After-Tax Equity IRR" cell.
Note on I1084: Note: Debt "tenor" (also casually referred to as "term"), is the number of years in the debt repayment schedule. Caution: If the project will utilize debt, this value must be greater than zero but less than or equal to the total FIT contract duration.
Note on S1084: Note: In the case of wind energy projects, one of the major hardware components is the gearbox. Gearboxes are typically warrantied for several years, and a measurable percentage may be expected to fail after approximately 7 to 12 years of operation. One or more blade replacement may also be necessary, at approxiamtely year 15. These input cells allow for assumptions regarding one or more gearbox, blade or other replacements over a project's useful life. Caution: Modelers should take into account the assumed contract duration and the project's useful life when considering whether to assume equipment replacements in the latter years of this analysis. Inputs should be greater than zero and less than the Project Useful Life.
Note on I1085: Note: The all-in interest rate is the financing rate provided by the bank or other debt investor. This input cannot be less than zero.
Note on S1085: Note: The cost of (or even need for) a gearbox replacement is difficult to assess, given that costs are attributable to an item that would be purchased more than 10 years from commercial operation. The input placed in this cell must be in nominal dollars -- reflecting the expected cost of the equipment in the year replaced. Funds sufficient to pay for this replacement are then reserved through operations in equal amounts until the year in which the replacement occurs. Note: This model assumes that future equipment purchases, such as gearboxes or blades, will be depreciated on 5-yr MACRS basis. Input must be greater than or equal to zero.
Note on I1086: Note: A one-time fee collected by the lender and calculated as a % of the total loan amount. This value is typically between 1% and 4%. This input cannot be less than zero.
Note on S1086: Note: In the case of wind energy projects, one of the major hardware components is the gearbox. Gearboxes are typically warrantied for several years, and a measurable percentage may be expected to fail after approximately 7 to 12 years of operation. One or more blade replacement may also be necessary, at approxiamtely year 15. These input cells allow for assumptions regarding one or more gearbox, blade or other replacements over a project's useful life. Caution: Modelers should take into account the assumed contract duration and the project's useful life when considering whether to assume equipment replacements in the latter years of this analysis. Inputs should be greater than zero and less than the Project Useful Life.
Note on I1087: Note: The annual Debt Service Coverage Ratio is calculated by dividing the sum of the annual principal and interest payment into that year's operating cash flow. Lenders will require the DSCR to demonstrate the project's ability to easily meet its annual debt service obligation. Average DSCRs over the life of the loan typically range from 1.2 to 1.5 for private, commercially financed projects, or from 1.1 to 1.3 for publicly owned, bond-financed projects - depending on the level of reserves, or other surety, provided. The annual minimum DSCR will depend on the specific terms of the loan and the probability-weighting of the production estimate, but will likely be in the range of 1.0 to 1.3. This input must be greater than 1.
Note on S1087: Note: The cost of (or even need for) a gearbox replacement is difficult to assess, given that costs are attributable to an item that would be purchased more than 10 years from commercial operation. The input placed in this cell must be in nominal dollars -- reflecting the expected cost of the equipment in the year replaced. Funds sufficient to pay for this replacement are then reserved through operations in equal amounts until the year in which the replacement occurs. Note: This model assumes that future equipment purchases, such as gearboxes or blades, will be depreciated on 5-yr MACRS basis. Input must be greater than or equal to zero.
Note on I1088: Note: If "#N/A" appears, F9 should be pressed until the calculated COE achieves it's final value.
Note on S1088: Note: In the case of wind energy projects, one of the major hardware components is the gearbox. Gearboxes are typically warrantied for several years, and a measurable percentage may be expected to fail after approximately 7 to 12 years of operation. One or more blade replacement may also be necessary, at approxiamtely year 15. These input cells allow for assumptions regarding one or more gearbox, blade or other replacements over a project's useful life. Caution: Modelers should take into account the assumed contract duration and the project's useful life when considering whether to assume equipment replacements in the latter years of this analysis. Inputs should be greater than zero and less than the Project Useful Life.
Note on I1089: Note: This cell checks that the debt service coverage ratio exceeds the user-defined minimum in each operating year (see note in DSCR cell for definition and rationale for DSCR). If the test "fails", the user must choose from one of several options in order to cure this deficiency (the extent to which these options are available will be specific to each project): 1. reduce the amount of project level debt, 2. increase the feed-in tariff rate in order to generate cash flow sufficient to meet the bank's assumed coverage requirement. In the CREST model, this is done by manually increasing the "Target After-Tax Equity IRR." Other possible, but less likely, mechanisms include: 3. increase the loan tenor 4. decrease the interest rate
Note on S1089: Note: The cost of (or even need for) a gearbox replacement is difficult to assess, given that costs are attributable to an item that would be purchased more than 10 years from commercial operation. The input placed in this cell must be in nominal dollars -- reflecting the expected cost of the equipment in the year replaced. Funds sufficient to pay for this replacement are then reserved through operations in equal amounts until the year in which the replacement occurs. Note: This model assumes that future equipment purchases, such as gearboxes or blades, will be depreciated on 5-yr MACRS basis. Input must be greater than or equal to zero.
Note on I1090: Note: The annual Debt Service Coverage Ratio is calculated by dividing the sum of the annual principal and interest payment into that year's operating cash flow. Lenders will require the DSCR to demonstrate the project's ability to easily meet its annual debt service obligation. Average DSCRs over the life of the loan typically range from 1.2 to 1.5 for private, commercially financed projects, or from 1.1 to 1.3 for publicly owned, bond-financed projects - depending on the level of reserves, or other surety, provided. The annual minimum DSCR will depend on the specific terms of the loan and the probability-weighting of the production estimate, but will likely be in the range of 1.0 to 1.3. This input must be greater than 1.
Note on S1090: Note: In the case of wind energy projects, one of the major hardware components is the gearbox. Gearboxes are typically warrantied for several years, and a measurable percentage may be expected to fail after approximately 7 to 12 years of operation. One or more blade replacement may also be necessary, at approxiamtely year 15. These input cells allow for assumptions regarding one or more gearbox, blade or other replacements over a project's useful life. Caution: Modelers should take into account the assumed contract duration and the project's useful life when considering whether to assume equipment replacements in the latter years of this analysis. Inputs should be greater than zero and less than the Project Useful Life.
Note on I1091: Note: If "#N/A" appears, F9 should be pressed until the calculated COE achieves it's final value.
Note on S1091: Note: The cost of (or even need for) a gearbox replacement is difficult to assess, given that costs are attributable to an item that would be purchased more than 10 years from commercial operation. The input placed in this cell must be in nominal dollars -- reflecting the expected cost of the equipment in the year replaced. Funds sufficient to pay for this replacement are then reserved through operations in equal amounts until the year in which the replacement occurs. Note: This model assumes that future equipment purchases, such as gearboxes or blades, will be depreciated on 5-yr MACRS basis. Input must be greater than or equal to zero.
Note on I1092: Note: This cell checks that the average debt service coverage ratio exceeds the user-defined minimum during the period for which debt is outstanding (see note in DSCR cell for definition and rationale for DSCR). If the test "fails", the user must choose from one of several options in order to cure this deficiency (the extent to which these options are available will be specific to each project): 1. reduce the amount of project level debt, 2. increase the feed-in tariff rate in order to generate cash flow sufficient to meet the bank's assumed coverage requirement. In the CREST model, this is done by manually increasing the "Target After-Tax Equity IRR." Other possible, but less likely, mechanisms include: 3. increase the loan tenor 4. decrease the interest rate
Note on I1093: Note: The portion of total project cost funded from equity investors. This cell is a calculation and not an input. It is calculated as 100% minus the "% Debt" entered above.
Note on P1093: See "unit" definitions at the bottom of this worksheet.
Note on I1094: Note: The target after-tax equity IRR is the equity investor's cost of capital -- or "discount rate" -- and is the minimum rate of return that the project owner will seek to attain in order to justify the project compared to alternative investments. The user should be explicit in his or her assumption regarding the term over which the target after-tax IRR is assumed to be realized. For example, the user could elect to align the return requirement with the tariff payment duration. In this case, the project useful life should be set equal to the tariff duration in order to calculate the COE associated with the target IRR over that period of time. In a second example, the user could elect to align the return requirement with the project's useful life. In this case, the user can either assume a tariff duration equal to the project life, or assume market-based revenue for the period after the tariff and before the end of the assumed project useful life. This input cannot be less than zero. If a project is expected to be funded either by a pool of corporate funds or back-leveraged after commercial operation, the user might elect to enter 0% in the "% Debt" cell and enter a weighted average cost of capital (WACC) in the "Target After-Tax Equity IRR" cell.
Note on I1095: Note: The weighted average cost of capital combines the after-tax cost of both equity and debt in proportion to their use, and is calculated here for reference.
Note on S1095: Note: In order to ensure that project owners have sufficient funds to decommission and remove equipment at the end of a project's life, many owners choose to create and fund a reserve account throughout the course of project. This input cell allows the modeler to choose whether to pay for project removal by creating and funding a reserve account over the project life by selecting "Operations" or to assume that a project's removal will be funded by selling the equipment, by selecting "Salvage".
Note on I1096: Note: This cell represents the costs of both equity and debt due diligence (if applicable) and other transaction costs. Input cannot be less than zero.
Note on S1096: Note: This input cell allows the user to assume the creation of a reserve account. The value entered here will be accounted for in the project's cash flow, and would be funded evenly over the number of years available between the project's commercial operation and the end of its useful life. Input cannot be less than zero.
Note on P1098: See "unit" definitions at the bottom of this worksheet.
Note on I1099: NOTE: The "sources of funding" cells summarize the amount of capital contributed from equity, debt and grants, if applicable. The sum is the same at the project's "Total Installed Cost."
Note on I1100: NOTE: The "sources of funding" cells summarize the amount of capital contributed from equity, debt and grants, if applicable. The sum is the same as the project's "Total Installed Cost."
Note on S1100: Note: Lenders typically require the project owner to establish a reserve account prior to the commencement of operations to ensure that loan repayments occur in full and on time even if the project has insufficient operating cash flow in a specific period due to lower than expected production, higher costs, or both. The size of the reserve account is typically equal to 6 months of debt service obligation. Input cannot be less than zero.
Note on I1101: NOTE: The "sources of funding" cells summarize the amount of capital contributed from equity, debt and grants, if applicable. The sum is the same as the project's "Total Installed Cost." As previously described, this value excludes the ITC Cash Grant, which must be financed prior to commercial operation.
Note on S1101: Note: Calculated value based on the # months of required reserve and the capital structure and associated periodic debt obligation.
Note on I1102: NOTE: The "sources of funding" cells summarize the amount of capital contributed from equity, debt and grants, if applicable. The sum is the same as the project's "Total Installed Cost."
Note on S1103: Note: Lenders typically require the project owner to establish a reserve account prior to the commencement of operations to ensure that all O&M expenses can be met even if the project has insufficient operating cash flow in a specific period due to lower than expected production, higher costs, or both. The size of the reserve account is typically 3 to 6 months of O&M expenses, and includes all categories of O&M expenses. Input cannot be less than zero.
Note on F1104: See "unit" definitions at the bottom of this worksheet.
Note on S1104: Note: Calculated value based on the # months of required reserve and all annual operating expenses.
Note on I1105: Note: Defines whether the project owner is a taxable or non-taxable entity. This determines the treatment of income taxes and other tax-related items.
Note on S1105: Note: Unused reserves earn interest at this rate. Input cannot be less than zero.
Note on I1106: Note: Defines the project's federal income tax rate, if applicable. Input cannot be less than zero.
Note on I1107: Note: Defines whether depreciation and PTC benefits are monetized in the period in which they are generated ("as generated" option) or whether these benefits must be delayed until the project has sufficient tax liability to use these benefits without relying on a 3rd-party investor with tax liability external to the project ("carried forward" method).
Note on I1108: Note: Defines the project's state income tax rate, if applicable. Input cannot be less than zero.
Note on S1108: Note: To qualify for Bonus Depreciation the property must have a recovery period of 20 years or less (under normal federal tax depreciation rules), and the project must commence operation in the year in which bonus depreciation is in effect and under the ownership of the entity claiming the deduction. For qualifying projects, the owner is entitled to deduct 50% of the adjusted basis of the property during the tax year the property is first placed in service. The remaining 50% of the adjusted basis of the property is depreciated over the ordinary MACRS depreciation schedule. The bonus depreciation rules do not override the depreciation limit applicable to projects qualifying for the federal ITC. Before calculating depreciation for such a project, including any bonus depreciation, the adjusted basis of the project must be reduced by one-half of the amount of the ITC for which the project qualifies.
Note on I1109: Note: Defines whether depreciation and PTC benefits are monetized in the period in which they are generated ("as generated" option) or whether these benefits must be delayed until the project has sufficient tax liability to use these benefits without relying on a 3rd-party investor with tax liability external to the project ("carried forward" method).
Note on P1109: Jason Gifford: The Consolidated Appropriations Act, signed in December 2015, extended the "placed in service" deadline for bonus depreciation. Equipment placed in service before January 1, 2018 can qualify for 50% bonus depreciation. Equipment placed in service during 2018 can qualify for 40% bonus depreciation. And equipment placed in service during 2019 can qualify for 30% bonus depreciation.
Note on S1109: Note: This input allows the user to define the bonus depreciation % applied in Year 1, if applicable. Historically, federal bonus depreciation has been 50% of the eligible cost basis (after taking into account reductions in such cost basis for the ITC, if applicable). Input cannot be less than zero.
Note on I1110: Note: Takes into account the interaction between federal and state tax rates. This is a calculated value.
Note on I1111: Note: Depreciation accounts for the "use" of equipment for tax purposes. The depreciation inputs are provided in the table to the right and on the Complex Capital Costs tab when this option is selected.
Note on AB1112: Note: When the "Simple" capital cost option is selected, the depreciation of total project costs is divided among the classifications using this row. The depreciation options associated with other levels of cost detail will be hidden. This row must sum to 100%.
Note on AB1113: Note: When the "Intermediate" capital cost option is selected, the allocation of the specified cost category across the depreciation classifications is done using this row. The depreciation options associated with other levels of cost detail will be hidden. This row must sum to 100%.
Note on AB1114: Note: When the "Intermediate" capital cost option is selected, the allocation of the specified cost category across the depreciation classifications is done using this row. The depreciation options associated with other levels of cost detail will be hidden. This row must sum to 100%.
Note on AB1115: Note: When the "Intermediate" capital cost option is selected, the allocation of the specified cost category across the depreciation classifications is done using this row. The depreciation options associated with other levels of cost detail will be hidden. This row must sum to 100%.
Note on AB1116: Note: When the "Intermediate" capital cost option is selected, the allocation of the specified cost category across the depreciation classifications is done using this row. The depreciation options associated with other levels of cost detail will be hidden. This row must sum to 100%.
Note on AB1117: Note: When the "Intermediate" capital cost option is selected, the allocation of the specified cost category across the depreciation classifications is done using this row. The depreciation options associated with other levels of cost detail will be hidden. This row must sum to 100%.
Note on AB1118: Note: When the "Complex" capital cost option is selected, each line items is assigned its own depreciation classification using a drop-down menu on the Complex Capital Costs tab.
Note on C1123: The "Check" column evaluates whether or not values have been enterred in all required fields. Green denotes an accepted entry in a required field or a calculation for which the minimum required precedents have been satisfied. Red denotes the absence of an entry in a required field, or a calculation for which the minimum required precendents have NOT been satisfied. Please note that while the "Check" column ensures the population of all required fields, this column does NOT validate the magnitude of such entries. It is the model user's responsibility to provide inputs which accurately represent the project being modeled. In some cases, a range of typical values for a specified input are provided in that input's "Notes" cell.
Note on I1123: Each cell in the "Notes" column provides a brief description of the input in the corresponding row, its application within the model, and (in some cases) the range of values that might be expected to populate that input cell. It is the model user's responsibility, however, to research and validate the applicability of, and appropriate value for, each input.
Note on M1123: The "Check" column evaluates whether or not values have been enterred in all required fields. Green denotes an accepted entry in a required field or a calculation for which the minimum required precedents have been satisfied. Red denotes the absence of an entry in a required field, or a calculation for which the minimum required precendents have NOT been satisfied. Please note that while the "Check" column ensures the population of all required fields, this column does NOT validate the magnitude of such entries. It is the model user's responsibility to provide inputs which accurately represent the project being modeled. In some cases, a range of typical values for a specified input are provided in that input's "Notes" cell.
Note on S1123: Each cell in the "Notes" column provides a brief description of the input in the corresponding row, its application within the model, and (in some cases) the range of values that might be expected to populate that input cell. It is the model user's responsibility, however, to research and validate the applicability of, and appropriate value for, each input.
Note on F1125: See "unit" definitions at the bottom of this worksheet.
Note on P1125: See "unit" definitions at the bottom of this worksheet.
Note on I1126: Note: This is the aggregate nameplate rating for the entire generating facility. Input must be greater than zero.
Note on S1126: Note: The FIT contract length is the number of years for which the rate specified by this model is available. This term is established by policymakers and must be less than or equal to the project's useful life. The contract duration is also different than the debt tenor (if applicable), which is specified in the Permanent Financing section below.
Note on I1127: Note: Capacity Factor is the % representation of the actual production vs. the theoretical maximum annual production of an energy project. This model requires the input of a Net Capacity Factor, meaning that the estimate of actual energy production should take into account all electricity losses (including those incurred between the generating facility and the contract delivery point), scheduled and unscheduled maintenance, forced outages, wake effects, icing, and any other factors that could reduce production. Wind projects typically have a capacity factor between 25% and 40% depending on region and site-specific topography. Input must be between 0% and 100%.
Note on S1127: Note: This is the portion (%) of the tariff which is subject to annual escalation. Program administrators may determine that some or all of the tariff rate should be escalated to reflect the uncertainty associated with the future cost of owning and operating an electricity generating facility. This input is separate from the inflation assumed to apply to certain O&M expenses, which is provided as an input in the O&M section below. Input must be between 0% and 100%.
Note on I1128: Note: This is a calculation, based on the system size and capacity factor provided above.
Note on S1128: Note: To calculate a nominal levelized tariff rate, the "feed-in tariff escalation rate" field should be set to zero. Where applied, tariff rate escalation is intended to serve as a risk mitigating tool, at least partially protecting the project investor from the uncertainty associated with the future cost of owning and operating the renewable energy facility. The escalation rate can be used to assume a year over year increase in all, or a portion, of the per unit payment provided to eligible generators. This concept is separate from inflationary adjustments to future operating cost assumptions -- which are input below. This rate is applied annually. Note that in this model, calendar years and tariff years are aligned. Caution: A value must be entered into this cell in order for the model to function properly. The input can be positive or negative (if the FIT value decreases over time), and a typical value may fall between 0% and 5%.
Note on I1129: Note: The natural aging of the mechanical components of a wind turbine generator may lead to a drop in turbine availability (or efficiency), and therefore production, over time. This input allows the user to model the potential for such degradation, which may be between 0% and 2% per year. If the modeled "Net Capacity Factor" is intented to take long-term average availability into account, then the user may wish to enter 0% in the Annual Production Degradation field. Input must be => 0%.
Note on I1130: Note: The Project Useful Life is the number of years that the project is expected to be fully operational, reliably delivering electricity to the grid, and generating revenue. This concept is different from the FIT Contract Length, which is administratively determined by policymakers. These two values may be the same if a FIT contract is offered for the project's entire expected useful life. This approach is likely to generate the lowest tariff rate, while successfully attracting investors to renewable energy projects. The CREST model is built for a maximum Project Useful Life of 30 years. Input must be greater than 0 and less than or equal to 30.
Note on S1130: Note: If the designated "FIT Contract Length" is less than the defined "Project Useful Life", then this grouping of inputs is used to calculate the project's market-based revenue during the period from FIT contract expiration to the end of the project's life.
Note on S1131: Note: Selecting "Year One" forecasts the total market value of production based on an estimate of that value in the project's first year of commercial operation and a user-defined escalation rate. Selecting "Year-by-Year" enables the user to enter unique annual values for the period after the FIT expires and before the end of the project's useful life.
Note on F1132: See "unit" definitions at the bottom of this worksheet.
Note on S1132: Note: This is the combined (or "bundled") market value of energy + capacity + Renewable Energy Credtis (RECs) in the same year in which the project's first enters commercial operation. This input must be greater than zero.
Note on I1133: Note: This model alllows the user to input system cost at 1 of 3 levels of detail: "simple", "intermediate" or "complex." Simple offers a single input in $/kW, Intermediate offers five cost subcategories in total dollars, and Complex offers line-by-line project costing with user-defined categories and costs per line-item. Select your preferred method and use the cells below to enter your cost information. If you choose the "Complex" option, you will need to follow the link below to the "Complex Capital Costs" tab.
Note on S1133: Note: When the "Year One" forecast methodology is selected, this is the user-defined escalation rate at which the market value of production is expected to change. Input must be greater than zero.
Note on I1134: Note: When "Simple" is selected in the Cost Level of Detail cell, this "Total Installed Cost" row represents the total expected all-in project cost, which should include all hardware, balance of plant, interconnection, design, construction, permitting, development (including developer fee), interest during construction and financing costs. This figure should not account for any tax incentives, grants, or other cash incentives, each of which will be addressed elsewhere in the model. This figure should, however, reflect any applicable sales tax or exemptions thereof. Input must be greater than zero.
Note on S1134: Note: When "Year-by-Year" market value of production forecast is selected, this link brings the user to another worksheet on which unique annual values may be entered.
Note on I1135: Note: "Generation Equipment" should include hardware such as the generator, blades and tower. Caution: the model assumes that if "Intermediate" is selected as the level of detail section, the "Generation Equipment" row must have a value greater than zero.
Note on I1136: Note: Balance of Plant (also known as Balance of System) represents all infrastructure, site prep and labor supporting the installation of the generation equipment. BOP costs include foundations, mounting devices, other hardware, and labor not already accounted for in the "Generation Equipment" row. Input cannot be less than zero.
Note on P1136: See "unit" definitions at the bottom of this worksheet.
Note on I1137: Note: The "Interconnection" row should account for all project costs relating to connecting to the grid, such as the construction of transmission lines, permitting costs with the utility, and start-up costs. This category will also include the cost of a new substation, if necessary. Regulators wishing to explore the potential that interconnection costs may be recovered from ratepayers separately can elect to enter zeros in this cost category whenever "Intermediate" or "Complex" is selected. Input cannot be less than zero.
Note on S1137: Note: This drop-down input cell allows the user to specify whether federal incentives are cost-based (e.g. an investment tax credit) or performance-based (e.g. a PTC). The magnitude and terms of these incentives are set in the cells below. For more information, a useful resource for researching federal and state incentives online is: http://dsireusa.org/ *See bottom of introduction page for a list of links
Note on E1138: Jason Gifford: Converted to "admin cost" for community remote DG
Note on I1138: Note: The "Development Costs" row should include all costs relating to project management, studies, engineering, permitting, contingencies, success fees, and other soft costs not accounted for elsewhere in the "Intermediate" cost breakdown. Input cannot be less than zero.
Note on S1138: Note: Some renewable energy projects may be eligible to take advantagee of Federal incentives such as the Investment Tax Credit or a Treasury Grant. Information on eligibility for funding opportunities such as these is available online at: http://dsireusa.org/incentives/incentive.cfm?Incentive_Code=US02F&re=1&ee=1 *See bottom of introduction page for a list of links
Note on I1139: Note: The "Reserves & Financing Costs" row accounts for all costs relating to financing, such as lender fees, closing costs, legal fees, interest during construction, due diligence costs, and any other relevant, financing relating costs. The model calculates this field by aggregating G22 through G25, G51, G54, G63, G66, Q57 and Q60.
Note on S1139: NOTE: The maximum potential Investment Tax Credit (ITC) benefit is assumed to be 30% of those project costs which are depreciable on the 5-year MACRS schedule. This 'eligible costs' assumption is purposefully simplified for this analysis. Project costs depreciated on other bases may also be eligible for the ITC. Developers should consult with tax counsel for project-specific depreciation and ITC treatment of each project cost.
Note on I1140: Note: If you wish to enter your project costs under the "Complex" format, select Complex from the drop-down menu and use the link to the left to access additional worksheets which provide the opportunitiy to add significant, additional detail on project costs. Once complete, the model will roll up the detailed costs and populate this row with the resultant final project cost.
Note on S1140: NOTE: As a tax credit, the ITC is only usable by project owners with positive federal income tax liability. In cases where the owner's tax liability in the calendar year of the project's first commercial operation exceeds the ITC amount, the user may enter 100% in this field and assume full utilization of the ITC. If the owner's tax liability is less than the available ITC, the user may either enter a % value less than 100% or select the "carried forward" method in the "Tax Benefits used as generated or carried forward?" cell. Input must be between 0% and 100%.
Note on I1141: Note: The total system cost is a calculation, based on the level of detail selected and the assocated inputs.
Note on S1141: Note: Calculates the dollar value of the Investment Tax Credit or Cash Grant, if applicable.
Note on I1142: Note: Calculation based on the total system cost in the cell above and the system size reported. Typical costs (as of 2010) fall between $2,000/kW and $3,000/kW.
Note on S1142: Note: This input cell, the "Performance Based Incentive" or "PBI" is another potential incentive available to some specific projects. The PBI would be separate from a feed-in-tariff, but acts similarly in that it is per unit of production (typically kWh) income to a project. Some examples of PBIs include the Federal Production Tax Credit (applicable to private projects with tax appetites) and the Federal Renewable Energy Production Incentive (REPI), historically available to some public projects.
Note on I1143: Note: This cell calculates the total of all applicable grants, excluding the payment in lieu of the Federal ITC (also known as the ITC Cash Grant, or Cash Grant), if applicable. The ITC Cash Grant is considered separately because unlike grants issued upfront and used to offset capital costs, the ITC Cash Grant is disbursed approxiamtely 60 days after the start of commercial operations and therefore becomes an integral part of the project's financing. Where grants are treated as taxable income, this cell calculates the after-tax impact on the total cost of the project.
Note on S1143: Note: This cell denotes the value of the Performance Based Incentive applicable to the project's first year of commercial operation. In some cases, this value will need to be calculated external to the model if such PBI is derived from a "base year" and specified inflation index. The following cells can be used to account for inflation and the maximum term of eligibility. Input cannot be less than zero.
Note on I1144: Note: Calculation of total project cost net applicable grants.
Note on S1144: Note: This is the length of time that a project would be eligible for any Performance Based Incentives outlined in the cell immediately above. For example, the Federal Renewable Energy Production Incentive and Production Tax Credit incentives are available for the first 10 years of project operation. Input cannot be less than zero.
Note on I1145: Note: Calculation, based on net project cost and total installed capacity.
Note on S1145: Note: Performance Based Incentives are often adjusted to account for inflation. For example, the Federal Production Tax Credit (PTC) is adjusted each year to account for changes in the GDP IPD index. This cell can be used as a proxy for the inflation that would apply to any PBI incentive entered above. This input cannot be left blank.
Note on S1146: Note: In some cases, due to the nature of the requirements of some Performance Based Incentive programs, project owners are unable to maximize the full revenue stream of the incentive. For example, in the case of the Federal Production Tax Credit (PTC), the project owner may not have sufficienct tax appetite to fully utilize the tax credits. This input cell would allow the modeler to account for the owner's inability to fully utilize the PTC and/or the reduction of the PTC (a "haircut") due to the presence of subsidized (below market interest rate) financing. Incentive "availability" will likely be a factor if this cell is being used to model the cash-based Renewable Energy Production Incentive (REPI). The REPI program has historically been underfunded; available monies are allocated pro rata among eligible projects. In this case, the value entered in this cell should reflect the user's expectation of the fraction of the face value REPI payment that will be available over the applicable incentive term. Input must be between 0% to 100%.
Note on F1147: See "unit" definitions at the bottom of this worksheet.
Note on S1147: Note: Defines whether depreciation and PTC benefits are monetized in the period in which they are generated ("as generated" option) or whether these benefits must be delayed until the project has sufficient tax liability to use these benefits without relying on a 3rd-party investor with tax liability external to the project ("carried forward" method).
Note on I1148: Note: Select either "Simple" or "Intermediate" O&M expense detail using the drop-down menu to the right.
Note on I1149: Note: If "Simple" is selected in the cell above, then this input should reflect the total expected fixed cost of project operations and maintenance, in $/kW-yr. This includes the insurance, project management, property tax (or payment in lieu thereof), land lease, and royalty expenses which would have been broken out separately in the "Intermediate" case. Other labor and spare parts should also be included in this estimate. If the user has obtained O&M expense estimates from a third-party, it is critical to understand which costs have been included. If the user is not certain that all of the above-listed expenses are included in the fixed cost estimate, then the "Intermediate" approach should be used and these expenses should be entered separately. If "Intermediate" is selected, then this input should reflect the expected annual fixed O&M cost before taking into account the additional listed expenses, which are entered below. In all cases, fixed O&M would include - among others - the ongoing cost of obtaining daily, weekly or monthly production estimates based on weather and other factors. Input value must be greater than zero.
Note on S1149: Note: Some renewable energy projects may be eligible for other federal grants as well, such as funding from the U.S. Department of Agriculture. This input cell can be used to capture those funding opportunities, some of which are outlined online at: http://dsireusa.org/incentives/index.cfm?state=us&re=1&EE=1 *See bottom of introduction page for a list of links Input cannot be less than zero.
Note on I1150: Note: This cell provides the user with the option of accounting for O&M expenses (such as labor and spare parts) which are more easily estimated and modeled on a variable, cents per kWh basis. If "Simple" is selected above, then this cell should also take into account variable costs, such as royalties, if such annual expenses are not already accounted for in the fixed cost input above. Input cannot be less than zero.
Note on S1150: Note: Select here whether federal grants (other than the section 1603 payment in lieu of the ITC/PTC) are treated as taxable income. If no, depreciation basis is reduced.
Note on I1151: Note: This inflation rate applies to both fixed and variable O&M expense, insurance, and project management costs entered above, if applicable. The model allows the user to specify an inflation assumption for an "initial period" and a second inflation assumption "thereafter." These inputs can be used to account for inflation which might be fixed during an initial O&M service contract, but are unknown thereafter. The final year of the "initial period" is user-defined (e.g. final year of an O&M service contract). The purpose of this feature is also to recognize that inflationary trends may change over time, or that some projects may not expect inflation of O&M expenses for the first several years, but may expect inflation thereafter. This inflation rate does not apply to PILOT or Royalty costs. Input cannot be less than zero.
Note on I1152: Note: This feature allows the user to assume that the rate at which expenses change over time is not constant. This cell provides the year in which the first inflation period ends. Input cannot be less than zero.
Note on P1152: See "unit" definitions at the bottom of this worksheet.
Note on I1153: Note: This cell provides the inflation rate for the remainder of the project's useful life. Input must be greater than zero.
Note on S1153: Note: This drop-down input cell allows the user to specify whether state incentives are cost-based (e.g. an investment tax credit) or performance-based (e.g. a PTC or cash payment). If no state incentive is available or useable by the modeled project, the user will select "Neither." The magnitude and terms of these incentives are set in the cells below. For more information, a useful resource for researching federal and state incentives online is: http://dsireusa.org/ *See bottom of introduction page for a list of links
Note on I1154: Note: Project owners, or hosts, are required to carry insurance. This input accounts for the estimated cost of insuring the modeled power generating facility. Input cannot be less than zero.
Note on S1154: NOTE: The maximum potential Investment Tax Credit (ITC) benefit is assumed to be 30% of those project costs which are depreciable on the 5-year MACRS schedule.
Note on I1155: Note: This cell calculates the resulting dollar value cost of insurance based on the input above and the project installed cost (net of financing costs). It is provided simply as a reference for the user.
Note on S1155: NOTE: As a tax credit, the ITC is only usable by project owners with positive federal income tax liability. In cases where the owner's tax liability in the calendar year of the project's first commercial operation exceeds the ITC amount, the user may enter 100% in this field and assume full utilization of the ITC. If the owner's tax liability is less than the available ITC, a % less than 100% must be entered in order to represent a less efficient utilization of this federal tax incentive. Input must be betwee 0% and 100%.
Note on I1156: Note: "Project Management" accounts for the cost of staff time related to managing the project's Power Purchase Agreements, grid integration, and periodic reporting to the system operator and policymakers. Input cannot be less than zero.
Note on S1156: Note: Specifies whether the available ITC is realized in a single year or over multiple years. This input will be specified by state-specific law or regulation. A good resource on available state incentives is: http://dsireusa.org/ *See bottom of introduction page for a list of links Input must be greater than 1 and less than the Project Useful Life.
Note on I1157: Note: "Property Tax or PILOT" accounts for costs associated with any local taxes incurred by the project. Many states offer tax exemptions for renewable energy systems; to check your local applicability, please visit: http://dsireusa.org/ This line can also be used to account for any PILOTs or Payment in Leiu of Taxes. Developers often negotiate a PILOT with the local community to secure a fixed, predictable payment that serves both parties appropriately. This model allows the user to input a year-one Property Tax or PILOT value along with an annual property tax adjsutment factor (see next cell down). As a result, taxes can be modeled as flat, increasing, or decreasing annually depending on the value entered in the adjustment factor cell below. Input cannot be less than zero.
Note on S1157: Note: Calculates the dollar value of the State Investment Tax Credit, if applicable.
Note on I1158: Note: The Annual Property Tax Adjustment Factor allows the user to specify whether the Year One tax (or PILOT) value will remain fixed and flat, will decrease (a negative percentage value entered in this cell) or increase (a positive percentage value entered in this cell) over time.
Note on S1158: Note: This input cell, the "Performance Based Incentive" or "PBI" is another potential incentive available to some specific projects. The PBI would be separate from a feed-in-tariff, but acts similarly in that it is per unit of production (typically kWh) income to a project. Some examples of PBIs include the Federal Production Tax Credit (applicable to private projects with tax appetites) and the Federal Renewable Energy Production Incentive (REPI), historically available to some public projects.
Note on I1159: Note: The Land Lease input represents fixed payments to the site host (and possibly other affected parties) for the use of the land on which the project is located. Variable royalty payments may be applied in addition to, or in lieu of, the land lease payment through the "Royalties" input below, if applicable. Input cannot be less than zero.
Note on S1159: Note: Impacts tax treatment of PBI if owner is a taxable entity.
Note on I1160: Note: The royalties input accounts for variable payments to site hosts, neighbors, partners, or other parties which may have a stake in the project and which are NOT covered by the fixed "Land Lease" payment. Fixed payments may be applied in addition to, or in lieu of, the royalty payment through the "Land Lease" input above, if applicable. Inflation is NOT applied to this input. However, if tariff escalation is selected, then the assumed royalty payment will increase over time since it is calculated as a function of revenue over time. If the modeled project's royalty payments are not the same over time, then an average annual royalty payment should be calculated externally and entered in this cell. This input cannot be less than zero.
Note on S1160: Note: This cell denotes the value of the Performance Based Incentive applicable to the project's first year of commercial operation. In some cases, this value will need to be calculated external to the model if such PBI is derived from a "base year" and specified inflation index. The following cells can be used to account for inflation and the maximum term of eligibility. Input cannot be less than zero.
Note on I1161: Note: This cell calculates the resulting dollar value cost of royalties paid to landowners or other stakeholders based on the input above and project revenue. It is provided simply as a reference for the user.
Note on S1161: Note: This is the length of time that a project would be eligible for any Performance Based Incentives outlined in the cell immediately above. For example, the Federal Renewable Energy Production Incentive and Production Tax Credit incentives are available for the first 10 years of project operation. Input cannot be less than zero.
Note on S1162: Note: Performance Based Incentives are often adjusted to account for inflation. For example, the Federal Production Tax Credit (PTC) is adjusted each year to account for changes in the GDP IPD index. This cell can be used as a proxy for the inflation that would apply to any PBI incentive entered above. This input cannot be left blank.
Note on F1163: See "unit" definitions at the bottom of this worksheet.
Note on S1163: Note: In some cases, due to the nature of the requirements of some Performance Based Incentive programs, project owners are unable to maximize the full revenue stream of the incentive. For example, in the case of the Federal Production Tax Credit (PTC), the project owner may not have sufficienct tax appetite to fully utilize the tax credits. This input cell would allow the modeler to account for the owner's inability to fully utilize the PTC and/or the reduction of the PTC (a "haircut") due to the presence of subsidized (below market interest rate) financing. Input must be between 0% and 100%.
Note on I1164: Note: The # of months from construction start to commercial operation. This input cannot be less than zero.
Note on S1164: Note: Defines whether depreciation and PTC benefits are monetized in the period in which they are generated ("as generated" option), or whether these benefits must be delayed until the project has sufficient tax liability to use these benefits without relying on a 3rd-party investor with tax liability external to the project ("carried forward" method).
Note on I1165: Note: The annual interest rate on construction debt. This input cannot be less than zero.
Note on I1166: Note: A calculated value showing the interest accrued during the construction period. Rather than requiring the user to define a detailed construction draw-down schedule, this calculation makes the simplifying assumption that the total project cost is spent in equal parts in each month of the construction period. IDC is calculated on total project cost, assuming that any grants are collected after construction financing is repaid at time of permanent financing. This cell is only used with the "Intermediate" and "Complex" capital cost options. The "Simple" capital cost option assumes that all project costs, including IDC, are included in the single input.
Note on S1166: Note: Include here the total dollar value of any state-specific cash grants or rebates. Input cannot be less than zero.
Note on S1167: Note: Select here whether state grants are treated as taxable income. If no, depreciation basis is reduced.
Note on F1168: See "unit" definitions at the bottom of this worksheet.
Note on I1169: Note: For ease of use and comprehension by a wide range of stakeholders, this model allows the user to define the capital structure, and relies on mortgage-style amortization of the project debt. The "% Debt" input specifies the portion of funds borrowed, as a percentage of the total "hard costs." Equity is assumed to fund the remaining hard costs PLUS all "soft costs" (e.g. transaction costs and funding of initial reserve accounts, if applicable). This input cannot be less than zero. Where maximum sustainable leverage is desired, the user must manually adjust the "% Debt" entry upward to the highest point before the DSCRs no longer "Pass." If a specific % Debt is desired, and such % is higher than the maximum sustainable debt (such that it causes the DSCR to "Fail"), then the user must define the % Debt and then manually adjust the "Target After-Tax Equity IRR" upward until the DSCRs are met. The user should take note that when leverage becomes very high (and the corresponding equity contribution low), the "Target After-Tax Equity IRR" will need to be adjusted to levels exceeding typical commercial returns in order to maintain the DSCR ratio on such high debt levels. For this reason, it is not recommended that users solve for the COE associated with a % Debt that is beyond the maximum sustainable leverage. If a project is expected to be funded either by a pool of corporate funds or back-leveraged after commercial operation, the user might elect to enter 0% in the "% Debt" cell and enter a weighted average cost of capital (WACC) in the "Target After-Tax Equity IRR" cell.
Note on I1170: Note: Debt "tenor" (also casually referred to as "term"), is the number of years in the debt repayment schedule. Caution: If the project will utilize debt, this value must be greater than zero but less than or equal to the total FIT contract duration.
Note on S1170: Note: In the case of wind energy projects, one of the major hardware components is the gearbox. Gearboxes are typically warrantied for several years, and a measurable percentage may be expected to fail after approximately 7 to 12 years of operation. One or more blade replacement may also be necessary, at approxiamtely year 15. These input cells allow for assumptions regarding one or more gearbox, blade or other replacements over a project's useful life. Caution: Modelers should take into account the assumed contract duration and the project's useful life when considering whether to assume equipment replacements in the latter years of this analysis. Inputs should be greater than zero and less than the Project Useful Life.
Note on I1171: Note: The all-in interest rate is the financing rate provided by the bank or other debt investor. This input cannot be less than zero.
Note on S1171: Note: The cost of (or even need for) a gearbox replacement is difficult to assess, given that costs are attributable to an item that would be purchased more than 10 years from commercial operation. The input placed in this cell must be in nominal dollars -- reflecting the expected cost of the equipment in the year replaced. Funds sufficient to pay for this replacement are then reserved through operations in equal amounts until the year in which the replacement occurs. Note: This model assumes that future equipment purchases, such as gearboxes or blades, will be depreciated on 5-yr MACRS basis. Input must be greater than or equal to zero.
Note on I1172: Note: A one-time fee collected by the lender and calculated as a % of the total loan amount. This value is typically between 1% and 4%. This input cannot be less than zero.
Note on S1172: Note: In the case of wind energy projects, one of the major hardware components is the gearbox. Gearboxes are typically warrantied for several years, and a measurable percentage may be expected to fail after approximately 7 to 12 years of operation. One or more blade replacement may also be necessary, at approxiamtely year 15. These input cells allow for assumptions regarding one or more gearbox, blade or other replacements over a project's useful life. Caution: Modelers should take into account the assumed contract duration and the project's useful life when considering whether to assume equipment replacements in the latter years of this analysis. Inputs should be greater than zero and less than the Project Useful Life.
Note on I1173: Note: The annual Debt Service Coverage Ratio is calculated by dividing the sum of the annual principal and interest payment into that year's operating cash flow. Lenders will require the DSCR to demonstrate the project's ability to easily meet its annual debt service obligation. Average DSCRs over the life of the loan typically range from 1.2 to 1.5 for private, commercially financed projects, or from 1.1 to 1.3 for publicly owned, bond-financed projects - depending on the level of reserves, or other surety, provided. The annual minimum DSCR will depend on the specific terms of the loan and the probability-weighting of the production estimate, but will likely be in the range of 1.0 to 1.3. This input must be greater than 1.
Note on S1173: Note: The cost of (or even need for) a gearbox replacement is difficult to assess, given that costs are attributable to an item that would be purchased more than 10 years from commercial operation. The input placed in this cell must be in nominal dollars -- reflecting the expected cost of the equipment in the year replaced. Funds sufficient to pay for this replacement are then reserved through operations in equal amounts until the year in which the replacement occurs. Note: This model assumes that future equipment purchases, such as gearboxes or blades, will be depreciated on 5-yr MACRS basis. Input must be greater than or equal to zero.
Note on I1174: Note: If "#N/A" appears, F9 should be pressed until the calculated COE achieves it's final value.
Note on S1174: Note: In the case of wind energy projects, one of the major hardware components is the gearbox. Gearboxes are typically warrantied for several years, and a measurable percentage may be expected to fail after approximately 7 to 12 years of operation. One or more blade replacement may also be necessary, at approxiamtely year 15. These input cells allow for assumptions regarding one or more gearbox, blade or other replacements over a project's useful life. Caution: Modelers should take into account the assumed contract duration and the project's useful life when considering whether to assume equipment replacements in the latter years of this analysis. Inputs should be greater than zero and less than the Project Useful Life.
Note on I1175: Note: This cell checks that the debt service coverage ratio exceeds the user-defined minimum in each operating year (see note in DSCR cell for definition and rationale for DSCR). If the test "fails", the user must choose from one of several options in order to cure this deficiency (the extent to which these options are available will be specific to each project): 1. reduce the amount of project level debt, 2. increase the feed-in tariff rate in order to generate cash flow sufficient to meet the bank's assumed coverage requirement. In the CREST model, this is done by manually increasing the "Target After-Tax Equity IRR." Other possible, but less likely, mechanisms include: 3. increase the loan tenor 4. decrease the interest rate
Note on S1175: Note: The cost of (or even need for) a gearbox replacement is difficult to assess, given that costs are attributable to an item that would be purchased more than 10 years from commercial operation. The input placed in this cell must be in nominal dollars -- reflecting the expected cost of the equipment in the year replaced. Funds sufficient to pay for this replacement are then reserved through operations in equal amounts until the year in which the replacement occurs. Note: This model assumes that future equipment purchases, such as gearboxes or blades, will be depreciated on 5-yr MACRS basis. Input must be greater than or equal to zero.
Note on I1176: Note: The annual Debt Service Coverage Ratio is calculated by dividing the sum of the annual principal and interest payment into that year's operating cash flow. Lenders will require the DSCR to demonstrate the project's ability to easily meet its annual debt service obligation. Average DSCRs over the life of the loan typically range from 1.2 to 1.5 for private, commercially financed projects, or from 1.1 to 1.3 for publicly owned, bond-financed projects - depending on the level of reserves, or other surety, provided. The annual minimum DSCR will depend on the specific terms of the loan and the probability-weighting of the production estimate, but will likely be in the range of 1.0 to 1.3. This input must be greater than 1.
Note on S1176: Note: In the case of wind energy projects, one of the major hardware components is the gearbox. Gearboxes are typically warrantied for several years, and a measurable percentage may be expected to fail after approximately 7 to 12 years of operation. One or more blade replacement may also be necessary, at approxiamtely year 15. These input cells allow for assumptions regarding one or more gearbox, blade or other replacements over a project's useful life. Caution: Modelers should take into account the assumed contract duration and the project's useful life when considering whether to assume equipment replacements in the latter years of this analysis. Inputs should be greater than zero and less than the Project Useful Life.
Note on I1177: Note: If "#N/A" appears, F9 should be pressed until the calculated COE achieves it's final value.
Note on S1177: Note: The cost of (or even need for) a gearbox replacement is difficult to assess, given that costs are attributable to an item that would be purchased more than 10 years from commercial operation. The input placed in this cell must be in nominal dollars -- reflecting the expected cost of the equipment in the year replaced. Funds sufficient to pay for this replacement are then reserved through operations in equal amounts until the year in which the replacement occurs. Note: This model assumes that future equipment purchases, such as gearboxes or blades, will be depreciated on 5-yr MACRS basis. Input must be greater than or equal to zero.
Note on I1178: Note: This cell checks that the average debt service coverage ratio exceeds the user-defined minimum during the period for which debt is outstanding (see note in DSCR cell for definition and rationale for DSCR). If the test "fails", the user must choose from one of several options in order to cure this deficiency (the extent to which these options are available will be specific to each project): 1. reduce the amount of project level debt, 2. increase the feed-in tariff rate in order to generate cash flow sufficient to meet the bank's assumed coverage requirement. In the CREST model, this is done by manually increasing the "Target After-Tax Equity IRR." Other possible, but less likely, mechanisms include: 3. increase the loan tenor 4. decrease the interest rate
Note on I1179: Note: The portion of total project cost funded from equity investors. This cell is a calculation and not an input. It is calculated as 100% minus the "% Debt" entered above.
Note on P1179: See "unit" definitions at the bottom of this worksheet.
Note on I1180: Note: The target after-tax equity IRR is the equity investor's cost of capital -- or "discount rate" -- and is the minimum rate of return that the project owner will seek to attain in order to justify the project compared to alternative investments. The user should be explicit in his or her assumption regarding the term over which the target after-tax IRR is assumed to be realized. For example, the user could elect to align the return requirement with the tariff payment duration. In this case, the project useful life should be set equal to the tariff duration in order to calculate the COE associated with the target IRR over that period of time. In a second example, the user could elect to align the return requirement with the project's useful life. In this case, the user can either assume a tariff duration equal to the project life, or assume market-based revenue for the period after the tariff and before the end of the assumed project useful life. This input cannot be less than zero. If a project is expected to be funded either by a pool of corporate funds or back-leveraged after commercial operation, the user might elect to enter 0% in the "% Debt" cell and enter a weighted average cost of capital (WACC) in the "Target After-Tax Equity IRR" cell.
Note on I1181: Note: The weighted average cost of capital combines the after-tax cost of both equity and debt in proportion to their use, and is calculated here for reference.
Note on S1181: Note: In order to ensure that project owners have sufficient funds to decommission and remove equipment at the end of a project's life, many owners choose to create and fund a reserve account throughout the course of project. This input cell allows the modeler to choose whether to pay for project removal by creating and funding a reserve account over the project life by selecting "Operations" or to assume that a project's removal will be funded by selling the equipment, by selecting "Salvage".
Note on I1182: Note: This cell represents the costs of both equity and debt due diligence (if applicable) and other transaction costs. Input cannot be less than zero.
Note on S1182: Note: This input cell allows the user to assume the creation of a reserve account. The value entered here will be accounted for in the project's cash flow, and would be funded evenly over the number of years available between the project's commercial operation and the end of its useful life. Input cannot be less than zero.
Note on P1184: See "unit" definitions at the bottom of this worksheet.
Note on I1185: NOTE: The "sources of funding" cells summarize the amount of capital contributed from equity, debt and grants, if applicable. The sum is the same at the project's "Total Installed Cost."
Note on I1186: NOTE: The "sources of funding" cells summarize the amount of capital contributed from equity, debt and grants, if applicable. The sum is the same as the project's "Total Installed Cost."
Note on S1186: Note: Lenders typically require the project owner to establish a reserve account prior to the commencement of operations to ensure that loan repayments occur in full and on time even if the project has insufficient operating cash flow in a specific period due to lower than expected production, higher costs, or both. The size of the reserve account is typically equal to 6 months of debt service obligation. Input cannot be less than zero.
Note on I1187: NOTE: The "sources of funding" cells summarize the amount of capital contributed from equity, debt and grants, if applicable. The sum is the same as the project's "Total Installed Cost." As previously described, this value excludes the ITC Cash Grant, which must be financed prior to commercial operation.
Note on S1187: Note: Calculated value based on the # months of required reserve and the capital structure and associated periodic debt obligation.
Note on I1188: NOTE: The "sources of funding" cells summarize the amount of capital contributed from equity, debt and grants, if applicable. The sum is the same as the project's "Total Installed Cost."
Note on S1189: Note: Lenders typically require the project owner to establish a reserve account prior to the commencement of operations to ensure that all O&M expenses can be met even if the project has insufficient operating cash flow in a specific period due to lower than expected production, higher costs, or both. The size of the reserve account is typically 3 to 6 months of O&M expenses, and includes all categories of O&M expenses. Input cannot be less than zero.
Note on F1190: See "unit" definitions at the bottom of this worksheet.
Note on S1190: Note: Calculated value based on the # months of required reserve and all annual operating expenses.
Note on I1191: Note: Defines whether the project owner is a taxable or non-taxable entity. This determines the treatment of income taxes and other tax-related items.
Note on S1191: Note: Unused reserves earn interest at this rate. Input cannot be less than zero.
Note on I1192: Note: Defines the project's federal income tax rate, if applicable. Input cannot be less than zero.
Note on I1193: Note: Defines whether depreciation and PTC benefits are monetized in the period in which they are generated ("as generated" option) or whether these benefits must be delayed until the project has sufficient tax liability to use these benefits without relying on a 3rd-party investor with tax liability external to the project ("carried forward" method).
Note on I1194: Note: Defines the project's state income tax rate, if applicable. Input cannot be less than zero.
Note on S1194: Note: To qualify for Bonus Depreciation the property must have a recovery period of 20 years or less (under normal federal tax depreciation rules), and the project must commence operation in the year in which bonus depreciation is in effect and under the ownership of the entity claiming the deduction. For qualifying projects, the owner is entitled to deduct 50% of the adjusted basis of the property during the tax year the property is first placed in service. The remaining 50% of the adjusted basis of the property is depreciated over the ordinary MACRS depreciation schedule. The bonus depreciation rules do not override the depreciation limit applicable to projects qualifying for the federal ITC. Before calculating depreciation for such a project, including any bonus depreciation, the adjusted basis of the project must be reduced by one-half of the amount of the ITC for which the project qualifies.
Note on I1195: Note: Defines whether depreciation and PTC benefits are monetized in the period in which they are generated ("as generated" option) or whether these benefits must be delayed until the project has sufficient tax liability to use these benefits without relying on a 3rd-party investor with tax liability external to the project ("carried forward" method).
Note on P1195: Jason Gifford: The Consolidated Appropriations Act, signed in December 2015, extended the "placed in service" deadline for bonus depreciation. Equipment placed in service before January 1, 2018 can qualify for 50% bonus depreciation. Equipment placed in service during 2018 can qualify for 40% bonus depreciation. And equipment placed in service during 2019 can qualify for 30% bonus depreciation.
Note on S1195: Note: This input allows the user to define the bonus depreciation % applied in Year 1, if applicable. Historically, federal bonus depreciation has been 50% of the eligible cost basis (after taking into account reductions in such cost basis for the ITC, if applicable). Input cannot be less than zero.
Note on I1196: Note: Takes into account the interaction between federal and state tax rates. This is a calculated value.
Note on I1197: Note: Depreciation accounts for the "use" of equipment for tax purposes. The depreciation inputs are provided in the table to the right and on the Complex Capital Costs tab when this option is selected.
Note on AB1198: Note: When the "Simple" capital cost option is selected, the depreciation of total project costs is divided among the classifications using this row. The depreciation options associated with other levels of cost detail will be hidden. This row must sum to 100%.
Note on AB1199: Note: When the "Intermediate" capital cost option is selected, the allocation of the specified cost category across the depreciation classifications is done using this row. The depreciation options associated with other levels of cost detail will be hidden. This row must sum to 100%.
Note on AB1200: Note: When the "Intermediate" capital cost option is selected, the allocation of the specified cost category across the depreciation classifications is done using this row. The depreciation options associated with other levels of cost detail will be hidden. This row must sum to 100%.
Note on AB1201: Note: When the "Intermediate" capital cost option is selected, the allocation of the specified cost category across the depreciation classifications is done using this row. The depreciation options associated with other levels of cost detail will be hidden. This row must sum to 100%.
Note on AB1202: Note: When the "Intermediate" capital cost option is selected, the allocation of the specified cost category across the depreciation classifications is done using this row. The depreciation options associated with other levels of cost detail will be hidden. This row must sum to 100%.
Note on AB1203: Note: When the "Intermediate" capital cost option is selected, the allocation of the specified cost category across the depreciation classifications is done using this row. The depreciation options associated with other levels of cost detail will be hidden. This row must sum to 100%.
Note on AB1204: Note: When the "Complex" capital cost option is selected, each line items is assigned its own depreciation classification using a drop-down menu on the Complex Capital Costs tab.
Note on C1209: The "Check" column evaluates whether or not values have been enterred in all required fields. Green denotes an accepted entry in a required field or a calculation for which the minimum required precedents have been satisfied. Red denotes the absence of an entry in a required field, or a calculation for which the minimum required precendents have NOT been satisfied. Please note that while the "Check" column ensures the population of all required fields, this column does NOT validate the magnitude of such entries. It is the model user's responsibility to provide inputs which accurately represent the project being modeled. In some cases, a range of typical values for a specified input are provided in that input's "Notes" cell.
Note on I1209: Each cell in the "Notes" column provides a brief description of the input in the corresponding row, its application within the model, and (in some cases) the range of values that might be expected to populate that input cell. It is the model user's responsibility, however, to research and validate the applicability of, and appropriate value for, each input.
Note on M1209: The "Check" column evaluates whether or not values have been enterred in all required fields. Green denotes an accepted entry in a required field or a calculation for which the minimum required precedents have been satisfied. Red denotes the absence of an entry in a required field, or a calculation for which the minimum required precendents have NOT been satisfied. Please note that while the "Check" column ensures the population of all required fields, this column does NOT validate the magnitude of such entries. It is the model user's responsibility to provide inputs which accurately represent the project being modeled. In some cases, a range of typical values for a specified input are provided in that input's "Notes" cell.
Note on S1209: Each cell in the "Notes" column provides a brief description of the input in the corresponding row, its application within the model, and (in some cases) the range of values that might be expected to populate that input cell. It is the model user's responsibility, however, to research and validate the applicability of, and appropriate value for, each input.
Note on F1211: See "unit" definitions at the bottom of this worksheet.
Note on P1211: See "unit" definitions at the bottom of this worksheet.
Note on I1212: Note: This is the aggregate nameplate rating for the entire generating facility. Input must be greater than zero.
Note on S1212: Note: The FIT contract length is the number of years for which the rate specified by this model is available. This term is established by policymakers and must be less than or equal to the project's useful life. The contract duration is also different than the debt tenor (if applicable), which is specified in the Permanent Financing section below.
Note on I1213: Note: Capacity Factor is the % representation of the actual production vs. the theoretical maximum annual production of an energy project. This model requires the input of a Net Capacity Factor, meaning that the estimate of actual energy production should take into account all electricity losses (including those incurred between the generating facility and the contract delivery point), scheduled and unscheduled maintenance, forced outages, wake effects, icing, and any other factors that could reduce production. Wind projects typically have a capacity factor between 25% and 40% depending on region and site-specific topography. Input must be between 0% and 100%.
Note on S1213: Note: This is the portion (%) of the tariff which is subject to annual escalation. Program administrators may determine that some or all of the tariff rate should be escalated to reflect the uncertainty associated with the future cost of owning and operating an electricity generating facility. This input is separate from the inflation assumed to apply to certain O&M expenses, which is provided as an input in the O&M section below. Input must be between 0% and 100%.
Note on I1214: Note: This is a calculation, based on the system size and capacity factor provided above.
Note on S1214: Note: To calculate a nominal levelized tariff rate, the "feed-in tariff escalation rate" field should be set to zero. Where applied, tariff rate escalation is intended to serve as a risk mitigating tool, at least partially protecting the project investor from the uncertainty associated with the future cost of owning and operating the renewable energy facility. The escalation rate can be used to assume a year over year increase in all, or a portion, of the per unit payment provided to eligible generators. This concept is separate from inflationary adjustments to future operating cost assumptions -- which are input below. This rate is applied annually. Note that in this model, calendar years and tariff years are aligned. Caution: A value must be entered into this cell in order for the model to function properly. The input can be positive or negative (if the FIT value decreases over time), and a typical value may fall between 0% and 5%.
Note on I1215: Note: The natural aging of the mechanical components of a wind turbine generator may lead to a drop in turbine availability (or efficiency), and therefore production, over time. This input allows the user to model the potential for such degradation, which may be between 0% and 2% per year. If the modeled "Net Capacity Factor" is intented to take long-term average availability into account, then the user may wish to enter 0% in the Annual Production Degradation field. Input must be => 0%.
Note on I1216: Note: The Project Useful Life is the number of years that the project is expected to be fully operational, reliably delivering electricity to the grid, and generating revenue. This concept is different from the FIT Contract Length, which is administratively determined by policymakers. These two values may be the same if a FIT contract is offered for the project's entire expected useful life. This approach is likely to generate the lowest tariff rate, while successfully attracting investors to renewable energy projects. The CREST model is built for a maximum Project Useful Life of 30 years. Input must be greater than 0 and less than or equal to 30.
Note on S1216: Note: If the designated "FIT Contract Length" is less than the defined "Project Useful Life", then this grouping of inputs is used to calculate the project's market-based revenue during the period from FIT contract expiration to the end of the project's life.
Note on S1217: Note: Selecting "Year One" forecasts the total market value of production based on an estimate of that value in the project's first year of commercial operation and a user-defined escalation rate. Selecting "Year-by-Year" enables the user to enter unique annual values for the period after the FIT expires and before the end of the project's useful life.
Note on F1218: See "unit" definitions at the bottom of this worksheet.
Note on S1218: Note: This is the combined (or "bundled") market value of energy + capacity + Renewable Energy Credtis (RECs) in the same year in which the project's first enters commercial operation. This input must be greater than zero.
Note on I1219: Note: This model alllows the user to input system cost at 1 of 3 levels of detail: "simple", "intermediate" or "complex." Simple offers a single input in $/kW, Intermediate offers five cost subcategories in total dollars, and Complex offers line-by-line project costing with user-defined categories and costs per line-item. Select your preferred method and use the cells below to enter your cost information. If you choose the "Complex" option, you will need to follow the link below to the "Complex Capital Costs" tab.
Note on S1219: Note: When the "Year One" forecast methodology is selected, this is the user-defined escalation rate at which the market value of production is expected to change. Input must be greater than zero.
Note on I1220: Note: When "Simple" is selected in the Cost Level of Detail cell, this "Total Installed Cost" row represents the total expected all-in project cost, which should include all hardware, balance of plant, interconnection, design, construction, permitting, development (including developer fee), interest during construction and financing costs. This figure should not account for any tax incentives, grants, or other cash incentives, each of which will be addressed elsewhere in the model. This figure should, however, reflect any applicable sales tax or exemptions thereof. Input must be greater than zero.
Note on S1220: Note: When "Year-by-Year" market value of production forecast is selected, this link brings the user to another worksheet on which unique annual values may be entered.
Note on I1221: Note: "Generation Equipment" should include hardware such as the generator, blades and tower. Caution: the model assumes that if "Intermediate" is selected as the level of detail section, the "Generation Equipment" row must have a value greater than zero.
Note on I1222: Note: Balance of Plant (also known as Balance of System) represents all infrastructure, site prep and labor supporting the installation of the generation equipment. BOP costs include foundations, mounting devices, other hardware, and labor not already accounted for in the "Generation Equipment" row. Input cannot be less than zero.
Note on P1222: See "unit" definitions at the bottom of this worksheet.
Note on I1223: Note: The "Interconnection" row should account for all project costs relating to connecting to the grid, such as the construction of transmission lines, permitting costs with the utility, and start-up costs. This category will also include the cost of a new substation, if necessary. Regulators wishing to explore the potential that interconnection costs may be recovered from ratepayers separately can elect to enter zeros in this cost category whenever "Intermediate" or "Complex" is selected. Input cannot be less than zero.
Note on S1223: Note: This drop-down input cell allows the user to specify whether federal incentives are cost-based (e.g. an investment tax credit) or performance-based (e.g. a PTC). The magnitude and terms of these incentives are set in the cells below. For more information, a useful resource for researching federal and state incentives online is: http://dsireusa.org/ *See bottom of introduction page for a list of links
Note on E1224: Jason Gifford: Converted to "admin cost" for community remote DG
Note on I1224: Note: The "Development Costs" row should include all costs relating to project management, studies, engineering, permitting, contingencies, success fees, and other soft costs not accounted for elsewhere in the "Intermediate" cost breakdown. Input cannot be less than zero.
Note on S1224: Note: Some renewable energy projects may be eligible to take advantagee of Federal incentives such as the Investment Tax Credit or a Treasury Grant. Information on eligibility for funding opportunities such as these is available online at: http://dsireusa.org/incentives/incentive.cfm?Incentive_Code=US02F&re=1&ee=1 *See bottom of introduction page for a list of links
Note on I1225: Note: The "Reserves & Financing Costs" row accounts for all costs relating to financing, such as lender fees, closing costs, legal fees, interest during construction, due diligence costs, and any other relevant, financing relating costs. The model calculates this field by aggregating G22 through G25, G51, G54, G63, G66, Q57 and Q60.
Note on S1225: NOTE: The maximum potential Investment Tax Credit (ITC) benefit is assumed to be 30% of those project costs which are depreciable on the 5-year MACRS schedule. This 'eligible costs' assumption is purposefully simplified for this analysis. Project costs depreciated on other bases may also be eligible for the ITC. Developers should consult with tax counsel for project-specific depreciation and ITC treatment of each project cost.
Note on I1226: Note: If you wish to enter your project costs under the "Complex" format, select Complex from the drop-down menu and use the link to the left to access additional worksheets which provide the opportunitiy to add significant, additional detail on project costs. Once complete, the model will roll up the detailed costs and populate this row with the resultant final project cost.
Note on S1226: NOTE: As a tax credit, the ITC is only usable by project owners with positive federal income tax liability. In cases where the owner's tax liability in the calendar year of the project's first commercial operation exceeds the ITC amount, the user may enter 100% in this field and assume full utilization of the ITC. If the owner's tax liability is less than the available ITC, the user may either enter a % value less than 100% or select the "carried forward" method in the "Tax Benefits used as generated or carried forward?" cell. Input must be between 0% and 100%.
Note on I1227: Note: The total system cost is a calculation, based on the level of detail selected and the assocated inputs.
Note on S1227: Note: Calculates the dollar value of the Investment Tax Credit or Cash Grant, if applicable.
Note on I1228: Note: Calculation based on the total system cost in the cell above and the system size reported. Typical costs (as of 2010) fall between $2,000/kW and $3,000/kW.
Note on S1228: Note: This input cell, the "Performance Based Incentive" or "PBI" is another potential incentive available to some specific projects. The PBI would be separate from a feed-in-tariff, but acts similarly in that it is per unit of production (typically kWh) income to a project. Some examples of PBIs include the Federal Production Tax Credit (applicable to private projects with tax appetites) and the Federal Renewable Energy Production Incentive (REPI), historically available to some public projects.
Note on I1229: Note: This cell calculates the total of all applicable grants, excluding the payment in lieu of the Federal ITC (also known as the ITC Cash Grant, or Cash Grant), if applicable. The ITC Cash Grant is considered separately because unlike grants issued upfront and used to offset capital costs, the ITC Cash Grant is disbursed approxiamtely 60 days after the start of commercial operations and therefore becomes an integral part of the project's financing. Where grants are treated as taxable income, this cell calculates the after-tax impact on the total cost of the project.
Note on S1229: Note: This cell denotes the value of the Performance Based Incentive applicable to the project's first year of commercial operation. In some cases, this value will need to be calculated external to the model if such PBI is derived from a "base year" and specified inflation index. The following cells can be used to account for inflation and the maximum term of eligibility. Input cannot be less than zero.
Note on I1230: Note: Calculation of total project cost net applicable grants.
Note on S1230: Note: This is the length of time that a project would be eligible for any Performance Based Incentives outlined in the cell immediately above. For example, the Federal Renewable Energy Production Incentive and Production Tax Credit incentives are available for the first 10 years of project operation. Input cannot be less than zero.
Note on I1231: Note: Calculation, based on net project cost and total installed capacity.
Note on S1231: Note: Performance Based Incentives are often adjusted to account for inflation. For example, the Federal Production Tax Credit (PTC) is adjusted each year to account for changes in the GDP IPD index. This cell can be used as a proxy for the inflation that would apply to any PBI incentive entered above. This input cannot be left blank.
Note on S1232: Note: In some cases, due to the nature of the requirements of some Performance Based Incentive programs, project owners are unable to maximize the full revenue stream of the incentive. For example, in the case of the Federal Production Tax Credit (PTC), the project owner may not have sufficienct tax appetite to fully utilize the tax credits. This input cell would allow the modeler to account for the owner's inability to fully utilize the PTC and/or the reduction of the PTC (a "haircut") due to the presence of subsidized (below market interest rate) financing. Incentive "availability" will likely be a factor if this cell is being used to model the cash-based Renewable Energy Production Incentive (REPI). The REPI program has historically been underfunded; available monies are allocated pro rata among eligible projects. In this case, the value entered in this cell should reflect the user's expectation of the fraction of the face value REPI payment that will be available over the applicable incentive term. Input must be between 0% to 100%.
Note on F1233: See "unit" definitions at the bottom of this worksheet.
Note on S1233: Note: Defines whether depreciation and PTC benefits are monetized in the period in which they are generated ("as generated" option) or whether these benefits must be delayed until the project has sufficient tax liability to use these benefits without relying on a 3rd-party investor with tax liability external to the project ("carried forward" method).
Note on I1234: Note: Select either "Simple" or "Intermediate" O&M expense detail using the drop-down menu to the right.
Note on I1235: Note: If "Simple" is selected in the cell above, then this input should reflect the total expected fixed cost of project operations and maintenance, in $/kW-yr. This includes the insurance, project management, property tax (or payment in lieu thereof), land lease, and royalty expenses which would have been broken out separately in the "Intermediate" case. Other labor and spare parts should also be included in this estimate. If the user has obtained O&M expense estimates from a third-party, it is critical to understand which costs have been included. If the user is not certain that all of the above-listed expenses are included in the fixed cost estimate, then the "Intermediate" approach should be used and these expenses should be entered separately. If "Intermediate" is selected, then this input should reflect the expected annual fixed O&M cost before taking into account the additional listed expenses, which are entered below. In all cases, fixed O&M would include - among others - the ongoing cost of obtaining daily, weekly or monthly production estimates based on weather and other factors. Input value must be greater than zero.
Note on S1235: Note: Some renewable energy projects may be eligible for other federal grants as well, such as funding from the U.S. Department of Agriculture. This input cell can be used to capture those funding opportunities, some of which are outlined online at: http://dsireusa.org/incentives/index.cfm?state=us&re=1&EE=1 *See bottom of introduction page for a list of links Input cannot be less than zero.
Note on I1236: Note: This cell provides the user with the option of accounting for O&M expenses (such as labor and spare parts) which are more easily estimated and modeled on a variable, cents per kWh basis. If "Simple" is selected above, then this cell should also take into account variable costs, such as royalties, if such annual expenses are not already accounted for in the fixed cost input above. Input cannot be less than zero.
Note on S1236: Note: Select here whether federal grants (other than the section 1603 payment in lieu of the ITC/PTC) are treated as taxable income. If no, depreciation basis is reduced.
Note on I1237: Note: This inflation rate applies to both fixed and variable O&M expense, insurance, and project management costs entered above, if applicable. The model allows the user to specify an inflation assumption for an "initial period" and a second inflation assumption "thereafter." These inputs can be used to account for inflation which might be fixed during an initial O&M service contract, but are unknown thereafter. The final year of the "initial period" is user-defined (e.g. final year of an O&M service contract). The purpose of this feature is also to recognize that inflationary trends may change over time, or that some projects may not expect inflation of O&M expenses for the first several years, but may expect inflation thereafter. This inflation rate does not apply to PILOT or Royalty costs. Input cannot be less than zero.
Note on I1238: Note: This feature allows the user to assume that the rate at which expenses change over time is not constant. This cell provides the year in which the first inflation period ends. Input cannot be less than zero.
Note on P1238: See "unit" definitions at the bottom of this worksheet.
Note on I1239: Note: This cell provides the inflation rate for the remainder of the project's useful life. Input must be greater than zero.
Note on S1239: Note: This drop-down input cell allows the user to specify whether state incentives are cost-based (e.g. an investment tax credit) or performance-based (e.g. a PTC or cash payment). If no state incentive is available or useable by the modeled project, the user will select "Neither." The magnitude and terms of these incentives are set in the cells below. For more information, a useful resource for researching federal and state incentives online is: http://dsireusa.org/ *See bottom of introduction page for a list of links
Note on I1240: Note: Project owners, or hosts, are required to carry insurance. This input accounts for the estimated cost of insuring the modeled power generating facility. Input cannot be less than zero.
Note on S1240: NOTE: The maximum potential Investment Tax Credit (ITC) benefit is assumed to be 30% of those project costs which are depreciable on the 5-year MACRS schedule.
Note on I1241: Note: This cell calculates the resulting dollar value cost of insurance based on the input above and the project installed cost (net of financing costs). It is provided simply as a reference for the user.
Note on S1241: NOTE: As a tax credit, the ITC is only usable by project owners with positive federal income tax liability. In cases where the owner's tax liability in the calendar year of the project's first commercial operation exceeds the ITC amount, the user may enter 100% in this field and assume full utilization of the ITC. If the owner's tax liability is less than the available ITC, a % less than 100% must be entered in order to represent a less efficient utilization of this federal tax incentive. Input must be betwee 0% and 100%.
Note on I1242: Note: "Project Management" accounts for the cost of staff time related to managing the project's Power Purchase Agreements, grid integration, and periodic reporting to the system operator and policymakers. Input cannot be less than zero.
Note on S1242: Note: Specifies whether the available ITC is realized in a single year or over multiple years. This input will be specified by state-specific law or regulation. A good resource on available state incentives is: http://dsireusa.org/ *See bottom of introduction page for a list of links Input must be greater than 1 and less than the Project Useful Life.
Note on I1243: Note: "Property Tax or PILOT" accounts for costs associated with any local taxes incurred by the project. Many states offer tax exemptions for renewable energy systems; to check your local applicability, please visit: http://dsireusa.org/ This line can also be used to account for any PILOTs or Payment in Leiu of Taxes. Developers often negotiate a PILOT with the local community to secure a fixed, predictable payment that serves both parties appropriately. This model allows the user to input a year-one Property Tax or PILOT value along with an annual property tax adjsutment factor (see next cell down). As a result, taxes can be modeled as flat, increasing, or decreasing annually depending on the value entered in the adjustment factor cell below. Input cannot be less than zero.
Note on S1243: Note: Calculates the dollar value of the State Investment Tax Credit, if applicable.
Note on I1244: Note: The Annual Property Tax Adjustment Factor allows the user to specify whether the Year One tax (or PILOT) value will remain fixed and flat, will decrease (a negative percentage value entered in this cell) or increase (a positive percentage value entered in this cell) over time.
Note on S1244: Note: This input cell, the "Performance Based Incentive" or "PBI" is another potential incentive available to some specific projects. The PBI would be separate from a feed-in-tariff, but acts similarly in that it is per unit of production (typically kWh) income to a project. Some examples of PBIs include the Federal Production Tax Credit (applicable to private projects with tax appetites) and the Federal Renewable Energy Production Incentive (REPI), historically available to some public projects.
Note on I1245: Note: The Land Lease input represents fixed payments to the site host (and possibly other affected parties) for the use of the land on which the project is located. Variable royalty payments may be applied in addition to, or in lieu of, the land lease payment through the "Royalties" input below, if applicable. Input cannot be less than zero.
Note on S1245: Note: Impacts tax treatment of PBI if owner is a taxable entity.
Note on I1246: Note: The royalties input accounts for variable payments to site hosts, neighbors, partners, or other parties which may have a stake in the project and which are NOT covered by the fixed "Land Lease" payment. Fixed payments may be applied in addition to, or in lieu of, the royalty payment through the "Land Lease" input above, if applicable. Inflation is NOT applied to this input. However, if tariff escalation is selected, then the assumed royalty payment will increase over time since it is calculated as a function of revenue over time. If the modeled project's royalty payments are not the same over time, then an average annual royalty payment should be calculated externally and entered in this cell. This input cannot be less than zero.
Note on S1246: Note: This cell denotes the value of the Performance Based Incentive applicable to the project's first year of commercial operation. In some cases, this value will need to be calculated external to the model if such PBI is derived from a "base year" and specified inflation index. The following cells can be used to account for inflation and the maximum term of eligibility. Input cannot be less than zero.
Note on I1247: Note: This cell calculates the resulting dollar value cost of royalties paid to landowners or other stakeholders based on the input above and project revenue. It is provided simply as a reference for the user.
Note on S1247: Note: This is the length of time that a project would be eligible for any Performance Based Incentives outlined in the cell immediately above. For example, the Federal Renewable Energy Production Incentive and Production Tax Credit incentives are available for the first 10 years of project operation. Input cannot be less than zero.
Note on S1248: Note: Performance Based Incentives are often adjusted to account for inflation. For example, the Federal Production Tax Credit (PTC) is adjusted each year to account for changes in the GDP IPD index. This cell can be used as a proxy for the inflation that would apply to any PBI incentive entered above. This input cannot be left blank.
Note on F1249: See "unit" definitions at the bottom of this worksheet.
Note on S1249: Note: In some cases, due to the nature of the requirements of some Performance Based Incentive programs, project owners are unable to maximize the full revenue stream of the incentive. For example, in the case of the Federal Production Tax Credit (PTC), the project owner may not have sufficienct tax appetite to fully utilize the tax credits. This input cell would allow the modeler to account for the owner's inability to fully utilize the PTC and/or the reduction of the PTC (a "haircut") due to the presence of subsidized (below market interest rate) financing. Input must be between 0% and 100%.
Note on I1250: Note: The # of months from construction start to commercial operation. This input cannot be less than zero.
Note on S1250: Note: Defines whether depreciation and PTC benefits are monetized in the period in which they are generated ("as generated" option), or whether these benefits must be delayed until the project has sufficient tax liability to use these benefits without relying on a 3rd-party investor with tax liability external to the project ("carried forward" method).
Note on I1251: Note: The annual interest rate on construction debt. This input cannot be less than zero.
Note on I1252: Note: A calculated value showing the interest accrued during the construction period. Rather than requiring the user to define a detailed construction draw-down schedule, this calculation makes the simplifying assumption that the total project cost is spent in equal parts in each month of the construction period. IDC is calculated on total project cost, assuming that any grants are collected after construction financing is repaid at time of permanent financing. This cell is only used with the "Intermediate" and "Complex" capital cost options. The "Simple" capital cost option assumes that all project costs, including IDC, are included in the single input.
Note on S1252: Note: Include here the total dollar value of any state-specific cash grants or rebates. Input cannot be less than zero.
Note on S1253: Note: Select here whether state grants are treated as taxable income. If no, depreciation basis is reduced.
Note on F1254: See "unit" definitions at the bottom of this worksheet.
Note on I1255: Note: For ease of use and comprehension by a wide range of stakeholders, this model allows the user to define the capital structure, and relies on mortgage-style amortization of the project debt. The "% Debt" input specifies the portion of funds borrowed, as a percentage of the total "hard costs." Equity is assumed to fund the remaining hard costs PLUS all "soft costs" (e.g. transaction costs and funding of initial reserve accounts, if applicable). This input cannot be less than zero. Where maximum sustainable leverage is desired, the user must manually adjust the "% Debt" entry upward to the highest point before the DSCRs no longer "Pass." If a specific % Debt is desired, and such % is higher than the maximum sustainable debt (such that it causes the DSCR to "Fail"), then the user must define the % Debt and then manually adjust the "Target After-Tax Equity IRR" upward until the DSCRs are met. The user should take note that when leverage becomes very high (and the corresponding equity contribution low), the "Target After-Tax Equity IRR" will need to be adjusted to levels exceeding typical commercial returns in order to maintain the DSCR ratio on such high debt levels. For this reason, it is not recommended that users solve for the COE associated with a % Debt that is beyond the maximum sustainable leverage. If a project is expected to be funded either by a pool of corporate funds or back-leveraged after commercial operation, the user might elect to enter 0% in the "% Debt" cell and enter a weighted average cost of capital (WACC) in the "Target After-Tax Equity IRR" cell.
Note on I1256: Note: Debt "tenor" (also casually referred to as "term"), is the number of years in the debt repayment schedule. Caution: If the project will utilize debt, this value must be greater than zero but less than or equal to the total FIT contract duration.
Note on S1256: Note: In the case of wind energy projects, one of the major hardware components is the gearbox. Gearboxes are typically warrantied for several years, and a measurable percentage may be expected to fail after approximately 7 to 12 years of operation. One or more blade replacement may also be necessary, at approxiamtely year 15. These input cells allow for assumptions regarding one or more gearbox, blade or other replacements over a project's useful life. Caution: Modelers should take into account the assumed contract duration and the project's useful life when considering whether to assume equipment replacements in the latter years of this analysis. Inputs should be greater than zero and less than the Project Useful Life.
Note on I1257: Note: The all-in interest rate is the financing rate provided by the bank or other debt investor. This input cannot be less than zero.
Note on S1257: Note: The cost of (or even need for) a gearbox replacement is difficult to assess, given that costs are attributable to an item that would be purchased more than 10 years from commercial operation. The input placed in this cell must be in nominal dollars -- reflecting the expected cost of the equipment in the year replaced. Funds sufficient to pay for this replacement are then reserved through operations in equal amounts until the year in which the replacement occurs. Note: This model assumes that future equipment purchases, such as gearboxes or blades, will be depreciated on 5-yr MACRS basis. Input must be greater than or equal to zero.
Note on I1258: Note: A one-time fee collected by the lender and calculated as a % of the total loan amount. This value is typically between 1% and 4%. This input cannot be less than zero.
Note on S1258: Note: In the case of wind energy projects, one of the major hardware components is the gearbox. Gearboxes are typically warrantied for several years, and a measurable percentage may be expected to fail after approximately 7 to 12 years of operation. One or more blade replacement may also be necessary, at approxiamtely year 15. These input cells allow for assumptions regarding one or more gearbox, blade or other replacements over a project's useful life. Caution: Modelers should take into account the assumed contract duration and the project's useful life when considering whether to assume equipment replacements in the latter years of this analysis. Inputs should be greater than zero and less than the Project Useful Life.
Note on I1259: Note: The annual Debt Service Coverage Ratio is calculated by dividing the sum of the annual principal and interest payment into that year's operating cash flow. Lenders will require the DSCR to demonstrate the project's ability to easily meet its annual debt service obligation. Average DSCRs over the life of the loan typically range from 1.2 to 1.5 for private, commercially financed projects, or from 1.1 to 1.3 for publicly owned, bond-financed projects - depending on the level of reserves, or other surety, provided. The annual minimum DSCR will depend on the specific terms of the loan and the probability-weighting of the production estimate, but will likely be in the range of 1.0 to 1.3. This input must be greater than 1.
Note on S1259: Note: The cost of (or even need for) a gearbox replacement is difficult to assess, given that costs are attributable to an item that would be purchased more than 10 years from commercial operation. The input placed in this cell must be in nominal dollars -- reflecting the expected cost of the equipment in the year replaced. Funds sufficient to pay for this replacement are then reserved through operations in equal amounts until the year in which the replacement occurs. Note: This model assumes that future equipment purchases, such as gearboxes or blades, will be depreciated on 5-yr MACRS basis. Input must be greater than or equal to zero.
Note on I1260: Note: If "#N/A" appears, F9 should be pressed until the calculated COE achieves it's final value.
Note on S1260: Note: In the case of wind energy projects, one of the major hardware components is the gearbox. Gearboxes are typically warrantied for several years, and a measurable percentage may be expected to fail after approximately 7 to 12 years of operation. One or more blade replacement may also be necessary, at approxiamtely year 15. These input cells allow for assumptions regarding one or more gearbox, blade or other replacements over a project's useful life. Caution: Modelers should take into account the assumed contract duration and the project's useful life when considering whether to assume equipment replacements in the latter years of this analysis. Inputs should be greater than zero and less than the Project Useful Life.
Note on I1261: Note: This cell checks that the debt service coverage ratio exceeds the user-defined minimum in each operating year (see note in DSCR cell for definition and rationale for DSCR). If the test "fails", the user must choose from one of several options in order to cure this deficiency (the extent to which these options are available will be specific to each project): 1. reduce the amount of project level debt, 2. increase the feed-in tariff rate in order to generate cash flow sufficient to meet the bank's assumed coverage requirement. In the CREST model, this is done by manually increasing the "Target After-Tax Equity IRR." Other possible, but less likely, mechanisms include: 3. increase the loan tenor 4. decrease the interest rate
Note on S1261: Note: The cost of (or even need for) a gearbox replacement is difficult to assess, given that costs are attributable to an item that would be purchased more than 10 years from commercial operation. The input placed in this cell must be in nominal dollars -- reflecting the expected cost of the equipment in the year replaced. Funds sufficient to pay for this replacement are then reserved through operations in equal amounts until the year in which the replacement occurs. Note: This model assumes that future equipment purchases, such as gearboxes or blades, will be depreciated on 5-yr MACRS basis. Input must be greater than or equal to zero.
Note on I1262: Note: The annual Debt Service Coverage Ratio is calculated by dividing the sum of the annual principal and interest payment into that year's operating cash flow. Lenders will require the DSCR to demonstrate the project's ability to easily meet its annual debt service obligation. Average DSCRs over the life of the loan typically range from 1.2 to 1.5 for private, commercially financed projects, or from 1.1 to 1.3 for publicly owned, bond-financed projects - depending on the level of reserves, or other surety, provided. The annual minimum DSCR will depend on the specific terms of the loan and the probability-weighting of the production estimate, but will likely be in the range of 1.0 to 1.3. This input must be greater than 1.
Note on S1262: Note: In the case of wind energy projects, one of the major hardware components is the gearbox. Gearboxes are typically warrantied for several years, and a measurable percentage may be expected to fail after approximately 7 to 12 years of operation. One or more blade replacement may also be necessary, at approxiamtely year 15. These input cells allow for assumptions regarding one or more gearbox, blade or other replacements over a project's useful life. Caution: Modelers should take into account the assumed contract duration and the project's useful life when considering whether to assume equipment replacements in the latter years of this analysis. Inputs should be greater than zero and less than the Project Useful Life.
Note on I1263: Note: If "#N/A" appears, F9 should be pressed until the calculated COE achieves it's final value.
Note on S1263: Note: The cost of (or even need for) a gearbox replacement is difficult to assess, given that costs are attributable to an item that would be purchased more than 10 years from commercial operation. The input placed in this cell must be in nominal dollars -- reflecting the expected cost of the equipment in the year replaced. Funds sufficient to pay for this replacement are then reserved through operations in equal amounts until the year in which the replacement occurs. Note: This model assumes that future equipment purchases, such as gearboxes or blades, will be depreciated on 5-yr MACRS basis. Input must be greater than or equal to zero.
Note on I1264: Note: This cell checks that the average debt service coverage ratio exceeds the user-defined minimum during the period for which debt is outstanding (see note in DSCR cell for definition and rationale for DSCR). If the test "fails", the user must choose from one of several options in order to cure this deficiency (the extent to which these options are available will be specific to each project): 1. reduce the amount of project level debt, 2. increase the feed-in tariff rate in order to generate cash flow sufficient to meet the bank's assumed coverage requirement. In the CREST model, this is done by manually increasing the "Target After-Tax Equity IRR." Other possible, but less likely, mechanisms include: 3. increase the loan tenor 4. decrease the interest rate
Note on I1265: Note: The portion of total project cost funded from equity investors. This cell is a calculation and not an input. It is calculated as 100% minus the "% Debt" entered above.
Note on P1265: See "unit" definitions at the bottom of this worksheet.
Note on I1266: Note: The target after-tax equity IRR is the equity investor's cost of capital -- or "discount rate" -- and is the minimum rate of return that the project owner will seek to attain in order to justify the project compared to alternative investments. The user should be explicit in his or her assumption regarding the term over which the target after-tax IRR is assumed to be realized. For example, the user could elect to align the return requirement with the tariff payment duration. In this case, the project useful life should be set equal to the tariff duration in order to calculate the COE associated with the target IRR over that period of time. In a second example, the user could elect to align the return requirement with the project's useful life. In this case, the user can either assume a tariff duration equal to the project life, or assume market-based revenue for the period after the tariff and before the end of the assumed project useful life. This input cannot be less than zero. If a project is expected to be funded either by a pool of corporate funds or back-leveraged after commercial operation, the user might elect to enter 0% in the "% Debt" cell and enter a weighted average cost of capital (WACC) in the "Target After-Tax Equity IRR" cell.
Note on I1267: Note: The weighted average cost of capital combines the after-tax cost of both equity and debt in proportion to their use, and is calculated here for reference.
Note on S1267: Note: In order to ensure that project owners have sufficient funds to decommission and remove equipment at the end of a project's life, many owners choose to create and fund a reserve account throughout the course of project. This input cell allows the modeler to choose whether to pay for project removal by creating and funding a reserve account over the project life by selecting "Operations" or to assume that a project's removal will be funded by selling the equipment, by selecting "Salvage".
Note on I1268: Note: This cell represents the costs of both equity and debt due diligence (if applicable) and other transaction costs. Input cannot be less than zero.
Note on S1268: Note: This input cell allows the user to assume the creation of a reserve account. The value entered here will be accounted for in the project's cash flow, and would be funded evenly over the number of years available between the project's commercial operation and the end of its useful life. Input cannot be less than zero.
Note on P1270: See "unit" definitions at the bottom of this worksheet.
Note on I1271: NOTE: The "sources of funding" cells summarize the amount of capital contributed from equity, debt and grants, if applicable. The sum is the same at the project's "Total Installed Cost."
Note on I1272: NOTE: The "sources of funding" cells summarize the amount of capital contributed from equity, debt and grants, if applicable. The sum is the same as the project's "Total Installed Cost."
Note on S1272: Note: Lenders typically require the project owner to establish a reserve account prior to the commencement of operations to ensure that loan repayments occur in full and on time even if the project has insufficient operating cash flow in a specific period due to lower than expected production, higher costs, or both. The size of the reserve account is typically equal to 6 months of debt service obligation. Input cannot be less than zero.
Note on I1273: NOTE: The "sources of funding" cells summarize the amount of capital contributed from equity, debt and grants, if applicable. The sum is the same as the project's "Total Installed Cost." As previously described, this value excludes the ITC Cash Grant, which must be financed prior to commercial operation.
Note on S1273: Note: Calculated value based on the # months of required reserve and the capital structure and associated periodic debt obligation.
Note on I1274: NOTE: The "sources of funding" cells summarize the amount of capital contributed from equity, debt and grants, if applicable. The sum is the same as the project's "Total Installed Cost."
Note on S1275: Note: Lenders typically require the project owner to establish a reserve account prior to the commencement of operations to ensure that all O&M expenses can be met even if the project has insufficient operating cash flow in a specific period due to lower than expected production, higher costs, or both. The size of the reserve account is typically 3 to 6 months of O&M expenses, and includes all categories of O&M expenses. Input cannot be less than zero.
Note on F1276: See "unit" definitions at the bottom of this worksheet.
Note on S1276: Note: Calculated value based on the # months of required reserve and all annual operating expenses.
Note on I1277: Note: Defines whether the project owner is a taxable or non-taxable entity. This determines the treatment of income taxes and other tax-related items.
Note on S1277: Note: Unused reserves earn interest at this rate. Input cannot be less than zero.
Note on I1278: Note: Defines the project's federal income tax rate, if applicable. Input cannot be less than zero.
Note on I1279: Note: Defines whether depreciation and PTC benefits are monetized in the period in which they are generated ("as generated" option) or whether these benefits must be delayed until the project has sufficient tax liability to use these benefits without relying on a 3rd-party investor with tax liability external to the project ("carried forward" method).
Note on I1280: Note: Defines the project's state income tax rate, if applicable. Input cannot be less than zero.
Note on S1280: Note: To qualify for Bonus Depreciation the property must have a recovery period of 20 years or less (under normal federal tax depreciation rules), and the project must commence operation in the year in which bonus depreciation is in effect and under the ownership of the entity claiming the deduction. For qualifying projects, the owner is entitled to deduct 50% of the adjusted basis of the property during the tax year the property is first placed in service. The remaining 50% of the adjusted basis of the property is depreciated over the ordinary MACRS depreciation schedule. The bonus depreciation rules do not override the depreciation limit applicable to projects qualifying for the federal ITC. Before calculating depreciation for such a project, including any bonus depreciation, the adjusted basis of the project must be reduced by one-half of the amount of the ITC for which the project qualifies.
Note on I1281: Note: Defines whether depreciation and PTC benefits are monetized in the period in which they are generated ("as generated" option) or whether these benefits must be delayed until the project has sufficient tax liability to use these benefits without relying on a 3rd-party investor with tax liability external to the project ("carried forward" method).
Note on P1281: Jason Gifford: The Consolidated Appropriations Act, signed in December 2015, extended the "placed in service" deadline for bonus depreciation. Equipment placed in service before January 1, 2018 can qualify for 50% bonus depreciation. Equipment placed in service during 2018 can qualify for 40% bonus depreciation. And equipment placed in service during 2019 can qualify for 30% bonus depreciation.
Note on S1281: Note: This input allows the user to define the bonus depreciation % applied in Year 1, if applicable. Historically, federal bonus depreciation has been 50% of the eligible cost basis (after taking into account reductions in such cost basis for the ITC, if applicable). Input cannot be less than zero.
Note on I1282: Note: Takes into account the interaction between federal and state tax rates. This is a calculated value.
Note on I1283: Note: Depreciation accounts for the "use" of equipment for tax purposes. The depreciation inputs are provided in the table to the right and on the Complex Capital Costs tab when this option is selected.
Note on AB1284: Note: When the "Simple" capital cost option is selected, the depreciation of total project costs is divided among the classifications using this row. The depreciation options associated with other levels of cost detail will be hidden. This row must sum to 100%.
Note on AB1285: Note: When the "Intermediate" capital cost option is selected, the allocation of the specified cost category across the depreciation classifications is done using this row. The depreciation options associated with other levels of cost detail will be hidden. This row must sum to 100%.
Note on AB1286: Note: When the "Intermediate" capital cost option is selected, the allocation of the specified cost category across the depreciation classifications is done using this row. The depreciation options associated with other levels of cost detail will be hidden. This row must sum to 100%.
Note on AB1287: Note: When the "Intermediate" capital cost option is selected, the allocation of the specified cost category across the depreciation classifications is done using this row. The depreciation options associated with other levels of cost detail will be hidden. This row must sum to 100%.
Note on AB1288: Note: When the "Intermediate" capital cost option is selected, the allocation of the specified cost category across the depreciation classifications is done using this row. The depreciation options associated with other levels of cost detail will be hidden. This row must sum to 100%.
Note on AB1289: Note: When the "Intermediate" capital cost option is selected, the allocation of the specified cost category across the depreciation classifications is done using this row. The depreciation options associated with other levels of cost detail will be hidden. This row must sum to 100%.
Note on AB1290: Note: When the "Complex" capital cost option is selected, each line items is assigned its own depreciation classification using a drop-down menu on the Complex Capital Costs tab.

## Adder Inputs
CAPEX
Additional Capital Costs and Upfront Permitting Costs ($)
|  | Landfill | Brownfield
| Large Solar | 5021071 | 2050833
| Large Solar CRDG | 5021071 | 2050833
| Large Solar II | 9825110 | 3910461
| Large Solar III | 14630110 | 5770461
| Large Solar IV | 19436071 | 7630833
OPEX |  | O&M |  |  | Insurance |  |  | Project Management
|  | Landfill | Brownfield |  | Landfill | Brownfield |  | Landfill | Brownfield
| Large Solar | 12.65 | 12.76 |  | 0.6287% | 0.6572% |  | 22000 | 21400
| Large Solar CRDG | 37.95 | 38.28 |  | 0.6287% | 0.6572% |  | 22000 | 21400
| Large Solar II | 10.35 | 10.44 |  | 0.6287% | 0.6572% |  | 22000 | 21400
| Large Solar III | 10.35 | 10.44 |  | 0.6287% | 0.6572% |  | 22000 | 21400
| Large Solar IV | 10.35 | 10.44 |  | 0.6287% | 0.6572% |  | 22000 | 21400
CAPACITY FACTOR (DC) |  | Landfill | Brownfield
| Large Solar | 14.34% | 14.72%
| Large Solar CRDG | 14.34% | 14.72%
| Large Solar II | 14.34% | 14.72%
| Large Solar III | 14.34% | 14.72%
| Large Solar IV | 14.34% | 14.72%
|  | 2024 | 2025 | 2026 |  | 2024 | 2025 | 2026
Debt |  | Landfill | Landfill | Landfill |  | Brownfield | Brownfield | Brownfield
| Large Solar | 45% | 46% | 46% |  | 45% | 46% | 46%
| Large Solar CRDG | 45% | 46% | 46% |  | 45% | 46% | 46%
| Large Solar II | 45% | 46% | 46% |  | 45% | 46% | 46%
| Large Solar III | 44% | 45% | 45% |  | 44% | 45% | 45%
| Large Solar IV | 44% | 45% | 45% |  | 44% | 45% | 45%

## Yearly Inputs
Installed Cost Inputs ($/kW) (change 'Generation Equipment' input under 'Capital Costs')
Applicable NREL YoY Change | Resource Class | 2024 | 2025 | 2026
Resi | Small I | 25802.4494 | 25293.1306 | 24792.9069
Resi | Small II | 98648.0083 | 96700.7794 | 94788.3224
Commercial | Medium | 795101.7287 | 783953.4574 | 772805.1862
Commercial | Commercial I | 1461368.7948 | 1440512.3687 | 1419655.9427
Commercial | Commercial I CRDG | 1511368.7948 | 1490512.3687 | 1469655.9427
Commercial | Commercial II | 2665499.0068 | 2626660.1114 | 2587821.216
Commercial | Commercial II CRDG | 2765499.0068 | 2726660.1114 | 2687821.216
Utility Scale | Large Solar | 12252006.829 | 12062479.7491 | 11881977.7682
Utility Scale | Large Solar CRDG | 12752006.829 | 12562479.7491 | 12381977.7682
Utility Scale | Large Solar II | 21754555.0962 | 21411320.1923 | 21084429.8077
Utility Scale | Large Solar III | 31274445.963 | 30781009.926 | 30311070.8432
Utility Scale | Large Solar IV | 40717573.9645 | 40075147.929 | 39463313.6095
% Debt (under 'Permanent Financing')
| Resource Class | 2024 | 2025 | 2026
| Small I | 51% | 51% | 51%
| Small II | 45.5% | 45.5% | 45.75%
| Medium | 47% | 48% | 48%
| Commercial I (CRDG) | 46.5% | 47% | 47%
| Commercial II (CRDG) | 46% | 46.5% | 46.5%
| Large Solar (CRDG) | 44.5% | 44.75% | 44.75%
| Large Solar II | 50.5% | 50.75% | 50.75%
| Large Solar III | 54% | 54.5% | 54.5%
| Large Solar IV | 54% | 54.5% | 54.5%
| Wind (CRDG) | 42% | 42.75% | 42.75%
| Hydro | 48% | 48.5% | 48.5%
Interest Rate on Term Debt (under 'Permanent Financing')
| Resource Class | 2024 | 2025 | 2026
| Small I | 7.628% | 6.909% | 6.975%
| Small II | 7.486% | 6.78% | 6.845%
| Medium | 7.598% | 6.882% | 6.947%
| Commercial I (CRDG) | 7.598% | 6.882% | 6.947%
| Commercial II (CRDG) | 7.598% | 6.882% | 6.947%
| Large Solar (CRDG) | 7.664% | 6.961% | 7.035%
| Large Solar II | 7.664% | 6.961% | 7.035%
| Large Solar III | 7.664% | 6.961% | 7.035%
| Large Solar IV | 7.664% | 6.961% | 7.035%
| Wind (CRDG) | 7.901% | 7.177% | 7.253%
| Hydro | 8.047% | 7.316% | 7.397%
See 'Adder Inputs' Sheet for Adder specific Debt %

## Active Inputs
Performance, Cost, Operating, Tax & Financing Inputs
Check |  |  |  |  | Notes |  | Check |  | Technology Options |  |  |  | Notes
|  | Project Size and Performance | Units | Input Value |  |  |  |  | Cost-Based Tariff Rate Structure | Units | Input Value |  |  |  | RI REG-specific additions and adjustments
|  | Generator Nameplate Capacity | kW | 5000 | ? |  |  | 0 | Payment Duration for Cost-Based Incentive | years | 20 |  | ? |  | Category | Unit | Value
| 0 | Net Capacity Factor, Yr 1 | % | 15.1% | ? |  |  |  | % of Year-One Tariff Rate Escalated | % | 0% |  | ? |  | Tech | N/A | Solar
|  | Production, Yr 1 | kWh | 6613800 | ? |  |  |  | Cost-Based Tariff Escalation Rate | % | 0% |  | ? |  | Ownership Structure | N/A | third-party-owned
| 0 | Annual Production Degradation | % | 0.5% | ?
| 0 | Project Useful Life | years | 30 | ? |  |  |  | Forecasted Market Value of Production; applies after Incentive Expiration |  |  |  | ? |  | Decommissioning Cost | $/kW | 20
[9 empty] | Select Market Value Forecast Methodology |  | Year-by-Year |  | ? | 1 | Bond Exp. for Decomm. (% of decomm. cost) | % | 2%
|  | Capital Costs | Units | Input Value |  |  |  | 0 | Value of energy, capacity & RECs, Yr 1 | ¢/kWh | 5 |  | ? | 0
|  | Select Cost Level of Detail |  | Intermediate | ? |  |  | 0 | Market Value Escalation Rate | % | 3% |  | ? | 0 | Annual Property Tax Adjustment Factor | % | 0
|  | Total Installed Cost | $/kW | 2500 | ? |  |  |  | Click Here for Complex Input Worksheet |  |  |  | ? | 1 | Land Lease Escalation Factor | % | 2%
|  | Generation Equipment | $ | 12252006.829 | ?
|  | Balance of Plant | $ | 0 | ? |  |  |  | Federal Incentives | Units | Input Value |  |  |  | Total State ITC, over realization period | $ | 0
|  | Interconnection | $ | 0 | ? |  |  |  | Select Cost-Based (ITC/Grant) or Performance-Based (PTC/REPI) |  | Cost-Based |  | ? |  | CRDG-Related O&M Expense | $/kW/yr | 0
|  | Development Costs & Fee | $ | 0 | ? |  |  |  | Investment Tax Credit (ITC) or Cash Grant? |  | ITC |  | ?
|  | Reserves & Financing Costs | $ | 109042.8608 | ? |  |  | 0 | ITC or Cash Grant Amount | % | 30% |  | ? |  | Program Year | Year | 2024
|  | Click Here for Complex Input Worksheet |  |  | ? |  |  | 0 | ITC utilization factor, if applicable | % | 100% |  | ? | 1
|  | Total Installed Cost | $ | 12361049.6898 | ? |  |  |  | ITC or Cash Grant | $ | 3528577.9668 |  | ?
|  | Total Installed Cost | $/kW | 2472.2099 | ? |  |  |  | Is PBI Tax-Based (PTC) or Cash-Based (REPI)? |  |  |  | ?
|  | Total Value of Grants (excl. pmt in lieu of ITC, if applicable) | $ | 0 | ? |  |  |  | PBI Rate | ¢/kWh |  |  | ?
|  | Net Project Cost | $ | 12361049.6898 | ? |  |  | 0 | PBI Duration | yrs |  |  | ?
|  | Net Project Cost | $/kW | 2472.2099 | ? |  |  |  | PBI Escalation Rate | % |  |  | ?
[8 empty] | 0 | PBI Utilization or Availability Factor, if applicable | % |  |  | ?
|  | Operations & Maintenance | Units | Input Value |  |  |  |  | Federal Tax Benefits used as generated or carried forward? |  | As Generated |  | ?
|  | Select Cost Level of Detail |  | Intermediate | ?
|  | Fixed O&M Expense, Yr 1 | $/kW-yr | 11 | ? |  |  |  | Federal Grants (Other than Section 1603) | $ | 0 |  | ?
|  | Variable O&M Expense, Yr 1 | ¢/kWh | 0 | ? |  |  |  | Federal Grants Treated as Taxable Income? |  | Yes |  | ?
|  | O&M Cost Inflation, initial period | % | 3% | ?
|  | Initial Period ends last day of: | year | 10 | ? |  |  |  | State Incentives | Units | Input Value
|  | O&M Cost Inflation, thereafter | % | 3% | ? |  |  |  | Select Cost-Based (ITC) or Performance-Based (PTC/Cash Pmt) |  | Neither |  | ?
|  | Insurance, Yr 1 (% of Total Cost) | % | 0.5715% | ? |  |  | 0 | ITC Amount | % | 0% | 1 | ?
|  | Insurance, Yr 1 ($) (Provided for reference) | $ | 70020.219 | ? |  |  | 0 | Utilization Factor, if applicable | % | 0% |  | ?
|  | Project Management Yr 1 | $/yr | 20000 | ? |  |  | 1 | State ITC realization period | yrs | 0 |  | ?
|  | Property Tax or PILOT | $/kW | 5 | ? |  |  |  | Total State ITC, over realization period | $ | 0 |  | ?
|  | Annual Property Tax Adjustment Factor | % | 0% | ? |  |  |  | Is Performance-Based Incentive Tax Credit or Cash Pmt? |  | Tax Credit | 1 | ?
|  | Land Lease | $/yr | 160701 | ? |  |  |  | If cash, is state PBI taxable? |  | No | 1 | ?
|  | Non-O&M OpEx Escalation | % | 2% | ? |  |  |  | PBI Rate | ¢/kWh | 1.5 |  | ?
[5 empty] | ? |  |  | 0 | PBI Duration | yrs | 10 |  | ?
[9 empty] | PBI Escalation Rate | % | 2% |  | ?
|  | Construction Financing | Units | Input Value |  |  |  | 0 | PBI Utilization Factor, if applicable | % | 100% |  | ?
|  | Construction Period | months | 0 | ? |  |  |  | Benefits used as generated or carried forward? |  | As Generated | 1 | ?
|  | Interest Rate (Annual) | % | 0% | ?
|  | Interest During Construction | $ | 0 | ? |  |  |  | Total State Grants (or Rebates) | $ | 0 |  | ?
[9 empty] | State Grants Treated as Taxable Income? |  | Yes |  | ?
|  | Permanent Financing | Units | Input Value
| 0 | % Debt (% of hard costs) (mortgage-style amort.) | % | 44.5% | ? |  |  |  | Capital Expenditures During Operations: E.g. Gearbox or Blade Replacements
| 0 | Debt Term | years | 15 | ? |  |  | 0 | 1st Equipment Replacement | year | 12 |  | ?
| 0 | Interest Rate on Term Debt | % | 7.664% | ? |  |  |  | 1st Replacement Cost ($ in year replaced) | $/kW | 21 |  | ?
| 0 | Lender's Fee (% of total borrowing) | % | 2% | ? |  |  | 0 | 2nd Equipment Replacement | year | 12 |  | ?
|  | Required Minimum Annual DSCR |  | 1 | ? |  |  |  | 2nd Replacement Cost ($ in year replaced) | $/kW | 0 |  | ?
|  | Actual Minimum DSCR, occurs in → | 15 | 1.12 | ? |  |  | 0 | 3rd Equipment Replacement | year | 12 |  | ?
|  | Minimum DSCR Check Cell (If "Fail," read note ==>) | Pass/Fail | Pass | ? |  |  |  | 3rd Replacement Cost ($ in year replaced) | $/kW | 0 |  | ?
|  | Required Average DSCR |  | 1.25 | ? |  |  | 0 | 4th Equipment Replacement | year | 12 |  | ?
|  | Actual Average DSCR |  | 1.26 | ? |  |  |  | 4th Replacement Cost ($ in year replaced) | $/kW | 0 |  | ?
|  | Average DSCR Check Cell (If "Fail," read note ==>) | Pass/Fail | Pass | ?
|  | % Equity (% hard costs) (soft costs also equity funded) | % | 55.5% | ? |  |  |  | Reserves Funded from Operations | Units | Input Value
| 0 | Target After-Tax Equity IRR | % | 10.03% | ? |  |  |  | Decommissioning Reserve
|  | Weighted Average Cost of Capital (WACC) | % | 7.994% | ? |  |  |  | Fund from Operations or Salvage Value? |  | Operations |  | ?
|  | Other Closing Costs | $ | 0 | ? |  |  |  | Reserve Requirement | $ | 0 |  | ?
|  | Summary of Sources of Funding for Total Installed Cost | [6 empty] | Initial Funding of Reserve Accounts | Units | Input Value
|  | Senior Debt (funds portion of hard costs) | 44.99% | 5561185.8997 | ? |  |  |  | Debt Service Reserve
|  | Equity (funds balance of hard costs + all soft costs) | 55.01% | 6799863.7901 | ? |  |  |  | # of months of Debt Service | months | 0 |  | ?
|  | Total Value of Grants | 0% | 0 | ? |  |  |  | Initial Debt Service Reserve | $ | 0 |  | ?
|  | Total Installed Cost | $ | 12361049.6898 | ? |  |  |  | O&M Reserve/Working Capital
[9 empty] | # of months of O&M Expense | months | 0 |  | ?
|  | Tax | Units | Input Value |  |  |  |  | Initial O&M and WC Reserve | $ | 0 |  | ?
|  | Is owner a taxable entity? |  | Yes | ? |  |  |  | Interest on All Reserves | % | 2% |  | ?
| 0 | Federal Income Tax Rate | % | 21% | ?
|  | Federal Tax Benefits used as generated or carried forward? |  | As Generated | ? |  |  |  | Depreciation Allocation | Input Values
| 0 | State Income Tax Rate | % | 9% | ? |  |  |  | Federal Bonus Depreciation | No |  |  | ?
|  | State Tax Benefits used as generated or carried forward? |  | As Generated | ? |  |  |  | % of Bonus Depreciation applied in Year 1 | 20% |  |  | ?
|  | Effective Income Tax Rate | % | 28.11% | ?
|  | Depreciation Allocation |  | see table ==> | ? |  |  |  | Allocation of Costs | 5-year MACRS | 7-year MACRS | 15-year MACRS |  |  | 20-year MACRS | 5-year SL | 15-year SL | 20-year SL | 39-year SL | Non-Depreciable
[6 empty] | 0 |  | 0% | Total Installed Cost | 94% | 0% | 1.5% |  |  | 1% | 0% | 0% | 1% | 0% | 2.5% | ?
[6 empty] | 1 |  | 100% | Generation Equipment | 96% | 0% | 2% |  |  | 0% | 0% | 0% | 2% | 0% | 0% | ?
[6 empty] | 1 |  | 100% | Balance of Plant | 50% | 0% | 0% |  |  | 0% | 0% | 50% | 0% | 0% | 0% | ?
[6 empty] | 1 |  | 100% | Interconnection | 0% | 0% | 0% |  |  | 0% | 0% | 100% | 0% | 0% | 0% | ?
[6 empty] | 1 |  | 100% | Development Costs & Fee | 80% | 0% | 0% |  |  | 0% | 0% | 5% | 5% | 0% | 10% | ?
[6 empty] | 1 |  | 100% | Reserves & Financing Costs | 0% | 0% | 0% |  |  | 0% | 0% | 0% | 50% | 0% | 50% | ?
[6 empty] | 0 |  |  | Click Here for Complex Input Worksheets | [11 empty] | ?
Unit Definitions
(kW) kilowatt – a standard measure of electrical capacity, equal to 1000 Watts.
(kWh) kilowatt hour – a standard measure of electrical output. A 1 kW generator operating at rated capacity for one hour will produce 1 kWh of electricity.
($/kW-yr) – an annual expense (or revenue) based on generator capacity
($) – All CREST model values are in nominal dollars
(¢/kWh) –cents per kilowatt hour
(%) – an input with units expressed as a percentage
(years or year) – an input applicable to a specified duration or project year
($/yr) – inputs measured in dollars and applied annually
(months) –designates the number of months to which an input applies
Pass/Fail – denotes whether the two debt service coverage ratio tests have passed or failed.
Note on C4: The "Check" column evaluates whether or not values have been enterred in all required fields. Green denotes an accepted entry in a required field or a calculation for which the minimum required precedents have been satisfied. Red denotes the absence of an entry in a required field, or a calculation for which the minimum required precendents have NOT been satisfied. Please note that while the "Check" column ensures the population of all required fields, this column does NOT validate the magnitude of such entries. It is the model user's responsibility to provide inputs which accurately represent the project being modeled. In some cases, a range of typical values for a specified input are provided in that input's "Notes" cell.
Note on I4: Each cell in the "Notes" column provides a brief description of the input in the corresponding row, its application within the model, and (in some cases) the range of values that might be expected to populate that input cell. It is the model user's responsibility, however, to research and validate the applicability of, and appropriate value for, each input.
Note on M4: The "Check" column evaluates whether or not values have been enterred in all required fields. Green denotes an accepted entry in a required field or a calculation for which the minimum required precedents have been satisfied. Red denotes the absence of an entry in a required field, or a calculation for which the minimum required precendents have NOT been satisfied. Please note that while the "Check" column ensures the population of all required fields, this column does NOT validate the magnitude of such entries. It is the model user's responsibility to provide inputs which accurately represent the project being modeled. In some cases, a range of typical values for a specified input are provided in that input's "Notes" cell.
Note on S4: Each cell in the "Notes" column provides a brief description of the input in the corresponding row, its application within the model, and (in some cases) the range of values that might be expected to populate that input cell. It is the model user's responsibility, however, to research and validate the applicability of, and appropriate value for, each input.
Note on F6: See "unit" definitions at the bottom of this worksheet.
Note on P6: See "unit" definitions at the bottom of this worksheet.
Note on I7: Note: This is the aggregate nameplate rating for the entire generating facility. Input must be greater than zero.
Note on S7: Note: The FIT contract length is the number of years for which the rate specified by this model is available. This term is established by policymakers and must be less than or equal to the project's useful life. The contract duration is also different than the debt tenor (if applicable), which is specified in the Permanent Financing section below.
Note on I8: Note: Capacity Factor is the % representation of the actual production vs. the theoretical maximum annual production of an energy project. This model requires the input of a Net Capacity Factor, meaning that the estimate of actual energy production should take into account all electricity losses (including those incurred between the generating facility and the contract delivery point), scheduled and unscheduled maintenance, forced outages, wake effects, icing, and any other factors that could reduce production. Wind projects typically have a capacity factor between 25% and 40% depending on region and site-specific topography. Input must be between 0% and 100%.
Note on S8: Note: This is the portion (%) of the tariff which is subject to annual escalation. Program administrators may determine that some or all of the tariff rate should be escalated to reflect the uncertainty associated with the future cost of owning and operating an electricity generating facility. This input is separate from the inflation assumed to apply to certain O&M expenses, which is provided as an input in the O&M section below. Input must be between 0% and 100%.
Note on I9: Note: This is a calculation, based on the system size and capacity factor provided above.
Note on S9: Note: To calculate a nominal levelized tariff rate, the "feed-in tariff escalation rate" field should be set to zero. Where applied, tariff rate escalation is intended to serve as a risk mitigating tool, at least partially protecting the project investor from the uncertainty associated with the future cost of owning and operating the renewable energy facility. The escalation rate can be used to assume a year over year increase in all, or a portion, of the per unit payment provided to eligible generators. This concept is separate from inflationary adjustments to future operating cost assumptions -- which are input below. This rate is applied annually. Note that in this model, calendar years and tariff years are aligned. Caution: A value must be entered into this cell in order for the model to function properly. The input can be positive or negative (if the FIT value decreases over time), and a typical value may fall between 0% and 5%.
Note on I10: Note: The natural aging of the mechanical components of a wind turbine generator may lead to a drop in turbine availability (or efficiency), and therefore production, over time. This input allows the user to model the potential for such degradation, which may be between 0% and 2% per year. If the modeled "Net Capacity Factor" is intented to take long-term average availability into account, then the user may wish to enter 0% in the Annual Production Degradation field. Input must be => 0%.
Note on I11: Note: The Project Useful Life is the number of years that the project is expected to be fully operational, reliably delivering electricity to the grid, and generating revenue. This concept is different from the FIT Contract Length, which is administratively determined by policymakers. These two values may be the same if a FIT contract is offered for the project's entire expected useful life. This approach is likely to generate the lowest tariff rate, while successfully attracting investors to renewable energy projects. The CREST model is built for a maximum Project Useful Life of 30 years. Input must be greater than 0 and less than or equal to 30.
Note on S11: Note: If the designated "FIT Contract Length" is less than the defined "Project Useful Life", then this grouping of inputs is used to calculate the project's market-based revenue during the period from FIT contract expiration to the end of the project's life.
Note on S12: Note: Selecting "Year One" forecasts the total market value of production based on an estimate of that value in the project's first year of commercial operation and a user-defined escalation rate. Selecting "Year-by-Year" enables the user to enter unique annual values for the period after the FIT expires and before the end of the project's useful life.
Note on F13: See "unit" definitions at the bottom of this worksheet.
Note on S13: Note: This is the combined (or "bundled") market value of energy + capacity + Renewable Energy Credtis (RECs) in the same year in which the project's first enters commercial operation. This input must be greater than zero.
Note on I14: Note: This model alllows the user to input system cost at 1 of 3 levels of detail: "simple", "intermediate" or "complex." Simple offers a single input in $/kW, Intermediate offers five cost subcategories in total dollars, and Complex offers line-by-line project costing with user-defined categories and costs per line-item. Select your preferred method and use the cells below to enter your cost information. If you choose the "Complex" option, you will need to follow the link below to the "Complex Capital Costs" tab.
Note on S14: Note: When the "Year One" forecast methodology is selected, this is the user-defined escalation rate at which the market value of production is expected to change. Input must be greater than zero.
Note on I15: Note: When "Simple" is selected in the Cost Level of Detail cell, this "Total Installed Cost" row represents the total expected all-in project cost, which should include all hardware, balance of plant, interconnection, design, construction, permitting, development (including developer fee), interest during construction and financing costs. This figure should not account for any tax incentives, grants, or other cash incentives, each of which will be addressed elsewhere in the model. This figure should, however, reflect any applicable sales tax or exemptions thereof. Input must be greater than zero.
Note on S15: Note: When "Year-by-Year" market value of production forecast is selected, this link brings the user to another worksheet on which unique annual values may be entered.
Note on I16: Note: "Generation Equipment" should include hardware such as the generator, blades and tower. Caution: the model assumes that if "Intermediate" is selected as the level of detail section, the "Generation Equipment" row must have a value greater than zero.
Note on I17: Note: Balance of Plant (also known as Balance of System) represents all infrastructure, site prep and labor supporting the installation of the generation equipment. BOP costs include foundations, mounting devices, other hardware, and labor not already accounted for in the "Generation Equipment" row. Input cannot be less than zero.
Note on P17: See "unit" definitions at the bottom of this worksheet.
Note on I18: Note: The "Interconnection" row should account for all project costs relating to connecting to the grid, such as the construction of transmission lines, permitting costs with the utility, and start-up costs. This category will also include the cost of a new substation, if necessary. Regulators wishing to explore the potential that interconnection costs may be recovered from ratepayers separately can elect to enter zeros in this cost category whenever "Intermediate" or "Complex" is selected. Input cannot be less than zero.
Note on S18: Note: This drop-down input cell allows the user to specify whether federal incentives are cost-based (e.g. an investment tax credit) or performance-based (e.g. a PTC). The magnitude and terms of these incentives are set in the cells below. For more information, a useful resource for researching federal and state incentives online is: http://dsireusa.org/ *See bottom of introduction page for a list of links
Note on E19: Jason Gifford: Converted to "admin cost" for community remote DG
Note on I19: Note: The "Development Costs" row should include all costs relating to project management, studies, engineering, permitting, contingencies, success fees, and other soft costs not accounted for elsewhere in the "Intermediate" cost breakdown. Input cannot be less than zero.
Note on S19: Note: Some renewable energy projects may be eligible to take advantagee of Federal incentives such as the Investment Tax Credit or a Treasury Grant. Information on eligibility for funding opportunities such as these is available online at: http://dsireusa.org/incentives/incentive.cfm?Incentive_Code=US02F&re=1&ee=1 *See bottom of introduction page for a list of links
Note on I20: Note: The "Reserves & Financing Costs" row accounts for all costs relating to financing, such as lender fees, closing costs, legal fees, interest during construction, due diligence costs, and any other relevant, financing relating costs. The model calculates this field by aggregating G22 through G25, G51, G54, G63, G66, Q57 and Q60.
Note on S20: NOTE: The maximum potential Investment Tax Credit (ITC) benefit is assumed to be 30% of those project costs which are depreciable on the 5-year MACRS schedule. This 'eligible costs' assumption is purposefully simplified for this analysis. Project costs depreciated on other bases may also be eligible for the ITC. Developers should consult with tax counsel for project-specific depreciation and ITC treatment of each project cost.
Note on I21: Note: If you wish to enter your project costs under the "Complex" format, select Complex from the drop-down menu and use the link to the left to access additional worksheets which provide the opportunitiy to add significant, additional detail on project costs. Once complete, the model will roll up the detailed costs and populate this row with the resultant final project cost.
Note on S21: NOTE: As a tax credit, the ITC is only usable by project owners with positive federal income tax liability. In cases where the owner's tax liability in the calendar year of the project's first commercial operation exceeds the ITC amount, the user may enter 100% in this field and assume full utilization of the ITC. If the owner's tax liability is less than the available ITC, the user may either enter a % value less than 100% or select the "carried forward" method in the "Tax Benefits used as generated or carried forward?" cell. Input must be between 0% and 100%.
Note on I22: Note: The total system cost is a calculation, based on the level of detail selected and the assocated inputs.
Note on S22: Note: Calculates the dollar value of the Investment Tax Credit or Cash Grant, if applicable.
Note on I23: Note: Calculation based on the total system cost in the cell above and the system size reported. Typical costs (as of 2010) fall between $2,000/kW and $3,000/kW.
Note on S23: Note: This input cell, the "Performance Based Incentive" or "PBI" is another potential incentive available to some specific projects. The PBI would be separate from a feed-in-tariff, but acts similarly in that it is per unit of production (typically kWh) income to a project. Some examples of PBIs include the Federal Production Tax Credit (applicable to private projects with tax appetites) and the Federal Renewable Energy Production Incentive (REPI), historically available to some public projects.
Note on I24: Note: This cell calculates the total of all applicable grants, excluding the payment in lieu of the Federal ITC (also known as the ITC Cash Grant, or Cash Grant), if applicable. The ITC Cash Grant is considered separately because unlike grants issued upfront and used to offset capital costs, the ITC Cash Grant is disbursed approxiamtely 60 days after the start of commercial operations and therefore becomes an integral part of the project's financing. Where grants are treated as taxable income, this cell calculates the after-tax impact on the total cost of the project.
Note on S24: Note: This cell denotes the value of the Performance Based Incentive applicable to the project's first year of commercial operation. In some cases, this value will need to be calculated external to the model if such PBI is derived from a "base year" and specified inflation index. The following cells can be used to account for inflation and the maximum term of eligibility. Input cannot be less than zero.
Note on I25: Note: Calculation of total project cost net applicable grants.
Note on S25: Note: This is the length of time that a project would be eligible for any Performance Based Incentives outlined in the cell immediately above. For example, the Federal Renewable Energy Production Incentive and Production Tax Credit incentives are available for the first 10 years of project operation. Input cannot be less than zero.
Note on I26: Note: Calculation, based on net project cost and total installed capacity.
Note on S26: Note: Performance Based Incentives are often adjusted to account for inflation. For example, the Federal Production Tax Credit (PTC) is adjusted each year to account for changes in the GDP IPD index. This cell can be used as a proxy for the inflation that would apply to any PBI incentive entered above. This input cannot be left blank.
Note on S27: Note: In some cases, due to the nature of the requirements of some Performance Based Incentive programs, project owners are unable to maximize the full revenue stream of the incentive. For example, in the case of the Federal Production Tax Credit (PTC), the project owner may not have sufficienct tax appetite to fully utilize the tax credits. This input cell would allow the modeler to account for the owner's inability to fully utilize the PTC and/or the reduction of the PTC (a "haircut") due to the presence of subsidized (below market interest rate) financing. Incentive "availability" will likely be a factor if this cell is being used to model the cash-based Renewable Energy Production Incentive (REPI). The REPI program has historically been underfunded; available monies are allocated pro rata among eligible projects. In this case, the value entered in this cell should reflect the user's expectation of the fraction of the face value REPI payment that will be available over the applicable incentive term. Input must be between 0% to 100%.
Note on F28: See "unit" definitions at the bottom of this worksheet.
Note on S28: Note: Defines whether depreciation and PTC benefits are monetized in the period in which they are generated ("as generated" option) or whether these benefits must be delayed until the project has sufficient tax liability to use these benefits without relying on a 3rd-party investor with tax liability external to the project ("carried forward" method).
Note on I29: Note: Select either "Simple" or "Intermediate" O&M expense detail using the drop-down menu to the right.
Note on I30: Note: If "Simple" is selected in the cell above, then this input should reflect the total expected fixed cost of project operations and maintenance, in $/kW-yr. This includes the insurance, project management, property tax (or payment in lieu thereof), land lease, and royalty expenses which would have been broken out separately in the "Intermediate" case. Other labor and spare parts should also be included in this estimate. If the user has obtained O&M expense estimates from a third-party, it is critical to understand which costs have been included. If the user is not certain that all of the above-listed expenses are included in the fixed cost estimate, then the "Intermediate" approach should be used and these expenses should be entered separately. If "Intermediate" is selected, then this input should reflect the expected annual fixed O&M cost before taking into account the additional listed expenses, which are entered below. In all cases, fixed O&M would include - among others - the ongoing cost of obtaining daily, weekly or monthly production estimates based on weather and other factors. Input value must be greater than zero.
Note on S30: Note: Some renewable energy projects may be eligible for other federal grants as well, such as funding from the U.S. Department of Agriculture. This input cell can be used to capture those funding opportunities, some of which are outlined online at: http://dsireusa.org/incentives/index.cfm?state=us&re=1&EE=1 *See bottom of introduction page for a list of links Input cannot be less than zero.
Note on I31: Note: This cell provides the user with the option of accounting for O&M expenses (such as labor and spare parts) which are more easily estimated and modeled on a variable, cents per kWh basis. If "Simple" is selected above, then this cell should also take into account variable costs, such as royalties, if such annual expenses are not already accounted for in the fixed cost input above. Input cannot be less than zero.
Note on S31: Note: Select here whether federal grants (other than the section 1603 payment in lieu of the ITC/PTC) are treated as taxable income. If no, depreciation basis is reduced.
Note on I32: Note: This inflation rate applies to both fixed and variable O&M expense, insurance, and project management costs entered above, if applicable. The model allows the user to specify an inflation assumption for an "initial period" and a second inflation assumption "thereafter." These inputs can be used to account for inflation which might be fixed during an initial O&M service contract, but are unknown thereafter. The final year of the "initial period" is user-defined (e.g. final year of an O&M service contract). The purpose of this feature is also to recognize that inflationary trends may change over time, or that some projects may not expect inflation of O&M expenses for the first several years, but may expect inflation thereafter. This inflation rate does not apply to PILOT or Royalty costs. Input cannot be less than zero.
Note on I33: Note: This feature allows the user to assume that the rate at which expenses change over time is not constant. This cell provides the year in which the first inflation period ends. Input cannot be less than zero.
Note on P33: See "unit" definitions at the bottom of this worksheet.
Note on I34: Note: This cell provides the inflation rate for the remainder of the project's useful life. Input must be greater than zero.
Note on S34: Note: This drop-down input cell allows the user to specify whether state incentives are cost-based (e.g. an investment tax credit) or performance-based (e.g. a PTC or cash payment). If no state incentive is available or useable by the modeled project, the user will select "Neither." The magnitude and terms of these incentives are set in the cells below. For more information, a useful resource for researching federal and state incentives online is: http://dsireusa.org/ *See bottom of introduction page for a list of links
Note on I35: Note: Project owners, or hosts, are required to carry insurance. This input accounts for the estimated cost of insuring the modeled power generating facility. Input cannot be less than zero.
Note on S35: NOTE: The maximum potential Investment Tax Credit (ITC) benefit is assumed to be 30% of those project costs which are depreciable on the 5-year MACRS schedule.
Note on I36: Note: This cell calculates the resulting dollar value cost of insurance based on the input above and the project installed cost (net of financing costs). It is provided simply as a reference for the user.
Note on S36: NOTE: As a tax credit, the ITC is only usable by project owners with positive federal income tax liability. In cases where the owner's tax liability in the calendar year of the project's first commercial operation exceeds the ITC amount, the user may enter 100% in this field and assume full utilization of the ITC. If the owner's tax liability is less than the available ITC, a % less than 100% must be entered in order to represent a less efficient utilization of this federal tax incentive. Input must be betwee 0% and 100%.
Note on I37: Note: "Project Management" accounts for the cost of staff time related to managing the project's Power Purchase Agreements, grid integration, and periodic reporting to the system operator and policymakers. Input cannot be less than zero.
Note on S37: Note: Specifies whether the available ITC is realized in a single year or over multiple years. This input will be specified by state-specific law or regulation. A good resource on available state incentives is: http://dsireusa.org/ *See bottom of introduction page for a list of links Input must be greater than 1 and less than the Project Useful Life.
Note on I38: Note: "Property Tax or PILOT" accounts for costs associated with any local taxes incurred by the project. Many states offer tax exemptions for renewable energy systems; to check your local applicability, please visit: http://dsireusa.org/ This line can also be used to account for any PILOTs or Payment in Leiu of Taxes. Developers often negotiate a PILOT with the local community to secure a fixed, predictable payment that serves both parties appropriately. This model allows the user to input a year-one Property Tax or PILOT value along with an annual property tax adjsutment factor (see next cell down). As a result, taxes can be modeled as flat, increasing, or decreasing annually depending on the value entered in the adjustment factor cell below. Input cannot be less than zero.
Note on S38: Note: Calculates the dollar value of the State Investment Tax Credit, if applicable.
Note on I39: Note: The Annual Property Tax Adjustment Factor allows the user to specify whether the Year One tax (or PILOT) value will remain fixed and flat, will decrease (a negative percentage value entered in this cell) or increase (a positive percentage value entered in this cell) over time.
Note on S39: Note: This input cell, the "Performance Based Incentive" or "PBI" is another potential incentive available to some specific projects. The PBI would be separate from a feed-in-tariff, but acts similarly in that it is per unit of production (typically kWh) income to a project. Some examples of PBIs include the Federal Production Tax Credit (applicable to private projects with tax appetites) and the Federal Renewable Energy Production Incentive (REPI), historically available to some public projects.
Note on I40: Note: The Land Lease input represents fixed payments to the site host (and possibly other affected parties) for the use of the land on which the project is located. Variable royalty payments may be applied in addition to, or in lieu of, the land lease payment through the "Royalties" input below, if applicable. Input cannot be less than zero.
Note on S40: Note: Impacts tax treatment of PBI if owner is a taxable entity.
Note on I41: Note: The royalties input accounts for variable payments to site hosts, neighbors, partners, or other parties which may have a stake in the project and which are NOT covered by the fixed "Land Lease" payment. Fixed payments may be applied in addition to, or in lieu of, the royalty payment through the "Land Lease" input above, if applicable. Inflation is NOT applied to this input. However, if tariff escalation is selected, then the assumed royalty payment will increase over time since it is calculated as a function of revenue over time. If the modeled project's royalty payments are not the same over time, then an average annual royalty payment should be calculated externally and entered in this cell. This input cannot be less than zero.
Note on S41: Note: This cell denotes the value of the Performance Based Incentive applicable to the project's first year of commercial operation. In some cases, this value will need to be calculated external to the model if such PBI is derived from a "base year" and specified inflation index. The following cells can be used to account for inflation and the maximum term of eligibility. Input cannot be less than zero.
Note on I42: Note: This cell calculates the resulting dollar value cost of royalties paid to landowners or other stakeholders based on the input above and project revenue. It is provided simply as a reference for the user.
Note on S42: Note: This is the length of time that a project would be eligible for any Performance Based Incentives outlined in the cell immediately above. For example, the Federal Renewable Energy Production Incentive and Production Tax Credit incentives are available for the first 10 years of project operation. Input cannot be less than zero.
Note on S43: Note: Performance Based Incentives are often adjusted to account for inflation. For example, the Federal Production Tax Credit (PTC) is adjusted each year to account for changes in the GDP IPD index. This cell can be used as a proxy for the inflation that would apply to any PBI incentive entered above. This input cannot be left blank.
Note on F44: See "unit" definitions at the bottom of this worksheet.
Note on S44: Note: In some cases, due to the nature of the requirements of some Performance Based Incentive programs, project owners are unable to maximize the full revenue stream of the incentive. For example, in the case of the Federal Production Tax Credit (PTC), the project owner may not have sufficienct tax appetite to fully utilize the tax credits. This input cell would allow the modeler to account for the owner's inability to fully utilize the PTC and/or the reduction of the PTC (a "haircut") due to the presence of subsidized (below market interest rate) financing. Input must be between 0% and 100%.
Note on I45: Note: The # of months from construction start to commercial operation. This input cannot be less than zero.
Note on S45: Note: Defines whether depreciation and PTC benefits are monetized in the period in which they are generated ("as generated" option), or whether these benefits must be delayed until the project has sufficient tax liability to use these benefits without relying on a 3rd-party investor with tax liability external to the project ("carried forward" method).
Note on I46: Note: The annual interest rate on construction debt. This input cannot be less than zero.
Note on I47: Note: A calculated value showing the interest accrued during the construction period. Rather than requiring the user to define a detailed construction draw-down schedule, this calculation makes the simplifying assumption that the total project cost is spent in equal parts in each month of the construction period. IDC is calculated on total project cost, assuming that any grants are collected after construction financing is repaid at time of permanent financing. This cell is only used with the "Intermediate" and "Complex" capital cost options. The "Simple" capital cost option assumes that all project costs, including IDC, are included in the single input.
Note on S47: Note: Include here the total dollar value of any state-specific cash grants or rebates. Input cannot be less than zero.
Note on S48: Note: Select here whether state grants are treated as taxable income. If no, depreciation basis is reduced.
Note on F49: See "unit" definitions at the bottom of this worksheet.
Note on I50: Note: For ease of use and comprehension by a wide range of stakeholders, this model allows the user to define the capital structure, and relies on mortgage-style amortization of the project debt. The "% Debt" input specifies the portion of funds borrowed, as a percentage of the total "hard costs." Equity is assumed to fund the remaining hard costs PLUS all "soft costs" (e.g. transaction costs and funding of initial reserve accounts, if applicable). This input cannot be less than zero. Where maximum sustainable leverage is desired, the user must manually adjust the "% Debt" entry upward to the highest point before the DSCRs no longer "Pass." If a specific % Debt is desired, and such % is higher than the maximum sustainable debt (such that it causes the DSCR to "Fail"), then the user must define the % Debt and then manually adjust the "Target After-Tax Equity IRR" upward until the DSCRs are met. The user should take note that when leverage becomes very high (and the corresponding equity contribution low), the "Target After-Tax Equity IRR" will need to be adjusted to levels exceeding typical commercial returns in order to maintain the DSCR ratio on such high debt levels. For this reason, it is not recommended that users solve for the COE associated with a % Debt that is beyond the maximum sustainable leverage. If a project is expected to be funded either by a pool of corporate funds or back-leveraged after commercial operation, the user might elect to enter 0% in the "% Debt" cell and enter a weighted average cost of capital (WACC) in the "Target After-Tax Equity IRR" cell.
Note on I51: Note: Debt "tenor" (also casually referred to as "term"), is the number of years in the debt repayment schedule. Caution: If the project will utilize debt, this value must be greater than zero but less than or equal to the total FIT contract duration.
Note on S51: Note: In the case of wind energy projects, one of the major hardware components is the gearbox. Gearboxes are typically warrantied for several years, and a measurable percentage may be expected to fail after approximately 7 to 12 years of operation. One or more blade replacement may also be necessary, at approxiamtely year 15. These input cells allow for assumptions regarding one or more gearbox, blade or other replacements over a project's useful life. Caution: Modelers should take into account the assumed contract duration and the project's useful life when considering whether to assume equipment replacements in the latter years of this analysis. Inputs should be greater than zero and less than the Project Useful Life.
Note on I52: Note: The all-in interest rate is the financing rate provided by the bank or other debt investor. This input cannot be less than zero.
Note on S52: Note: The cost of (or even need for) a gearbox replacement is difficult to assess, given that costs are attributable to an item that would be purchased more than 10 years from commercial operation. The input placed in this cell must be in nominal dollars -- reflecting the expected cost of the equipment in the year replaced. Funds sufficient to pay for this replacement are then reserved through operations in equal amounts until the year in which the replacement occurs. Note: This model assumes that future equipment purchases, such as gearboxes or blades, will be depreciated on 5-yr MACRS basis. Input must be greater than or equal to zero.
Note on I53: Note: A one-time fee collected by the lender and calculated as a % of the total loan amount. This value is typically between 1% and 4%. This input cannot be less than zero.
Note on S53: Note: In the case of wind energy projects, one of the major hardware components is the gearbox. Gearboxes are typically warrantied for several years, and a measurable percentage may be expected to fail after approximately 7 to 12 years of operation. One or more blade replacement may also be necessary, at approxiamtely year 15. These input cells allow for assumptions regarding one or more gearbox, blade or other replacements over a project's useful life. Caution: Modelers should take into account the assumed contract duration and the project's useful life when considering whether to assume equipment replacements in the latter years of this analysis. Inputs should be greater than zero and less than the Project Useful Life.
Note on I54: Note: The annual Debt Service Coverage Ratio is calculated by dividing the sum of the annual principal and interest payment into that year's operating cash flow. Lenders will require the DSCR to demonstrate the project's ability to easily meet its annual debt service obligation. Average DSCRs over the life of the loan typically range from 1.2 to 1.5 for private, commercially financed projects, or from 1.1 to 1.3 for publicly owned, bond-financed projects - depending on the level of reserves, or other surety, provided. The annual minimum DSCR will depend on the specific terms of the loan and the probability-weighting of the production estimate, but will likely be in the range of 1.0 to 1.3. This input must be greater than 1.
Note on S54: Note: The cost of (or even need for) a gearbox replacement is difficult to assess, given that costs are attributable to an item that would be purchased more than 10 years from commercial operation. The input placed in this cell must be in nominal dollars -- reflecting the expected cost of the equipment in the year replaced. Funds sufficient to pay for this replacement are then reserved through operations in equal amounts until the year in which the replacement occurs. Note: This model assumes that future equipment purchases, such as gearboxes or blades, will be depreciated on 5-yr MACRS basis. Input must be greater than or equal to zero.
Note on I55: Note: If "#N/A" appears, F9 should be pressed until the calculated COE achieves it's final value.
Note on S55: Note: In the case of wind energy projects, one of the major hardware components is the gearbox. Gearboxes are typically warrantied for several years, and a measurable percentage may be expected to fail after approximately 7 to 12 years of operation. One or more blade replacement may also be necessary, at approxiamtely year 15. These input cells allow for assumptions regarding one or more gearbox, blade or other replacements over a project's useful life. Caution: Modelers should take into account the assumed contract duration and the project's useful life when considering whether to assume equipment replacements in the latter years of this analysis. Inputs should be greater than zero and less than the Project Useful Life.
Note on I56: Note: This cell checks that the debt service coverage ratio exceeds the user-defined minimum in each operating year (see note in DSCR cell for definition and rationale for DSCR). If the test "fails", the user must choose from one of several options in order to cure this deficiency (the extent to which these options are available will be specific to each project): 1. reduce the amount of project level debt, 2. increase the feed-in tariff rate in order to generate cash flow sufficient to meet the bank's assumed coverage requirement. In the CREST model, this is done by manually increasing the "Target After-Tax Equity IRR." Other possible, but less likely, mechanisms include: 3. increase the loan tenor 4. decrease the interest rate
Note on S56: Note: The cost of (or even need for) a gearbox replacement is difficult to assess, given that costs are attributable to an item that would be purchased more than 10 years from commercial operation. The input placed in this cell must be in nominal dollars -- reflecting the expected cost of the equipment in the year replaced. Funds sufficient to pay for this replacement are then reserved through operations in equal amounts until the year in which the replacement occurs. Note: This model assumes that future equipment purchases, such as gearboxes or blades, will be depreciated on 5-yr MACRS basis. Input must be greater than or equal to zero.
Note on I57: Note: The annual Debt Service Coverage Ratio is calculated by dividing the sum of the annual principal and interest payment into that year's operating cash flow. Lenders will require the DSCR to demonstrate the project's ability to easily meet its annual debt service obligation. Average DSCRs over the life of the loan typically range from 1.2 to 1.5 for private, commercially financed projects, or from 1.1 to 1.3 for publicly owned, bond-financed projects - depending on the level of reserves, or other surety, provided. The annual minimum DSCR will depend on the specific terms of the loan and the probability-weighting of the production estimate, but will likely be in the range of 1.0 to 1.3. This input must be greater than 1.
Note on S57: Note: In the case of wind energy projects, one of the major hardware components is the gearbox. Gearboxes are typically warrantied for several years, and a measurable percentage may be expected to fail after approximately 7 to 12 years of operation. One or more blade replacement may also be necessary, at approxiamtely year 15. These input cells allow for assumptions regarding one or more gearbox, blade or other replacements over a project's useful life. Caution: Modelers should take into account the assumed contract duration and the project's useful life when considering whether to assume equipment replacements in the latter years of this analysis. Inputs should be greater than zero and less than the Project Useful Life.
Note on I58: Note: If "#N/A" appears, F9 should be pressed until the calculated COE achieves it's final value.
Note on S58: Note: The cost of (or even need for) a gearbox replacement is difficult to assess, given that costs are attributable to an item that would be purchased more than 10 years from commercial operation. The input placed in this cell must be in nominal dollars -- reflecting the expected cost of the equipment in the year replaced. Funds sufficient to pay for this replacement are then reserved through operations in equal amounts until the year in which the replacement occurs. Note: This model assumes that future equipment purchases, such as gearboxes or blades, will be depreciated on 5-yr MACRS basis. Input must be greater than or equal to zero.
Note on I59: Note: This cell checks that the average debt service coverage ratio exceeds the user-defined minimum during the period for which debt is outstanding (see note in DSCR cell for definition and rationale for DSCR). If the test "fails", the user must choose from one of several options in order to cure this deficiency (the extent to which these options are available will be specific to each project): 1. reduce the amount of project level debt, 2. increase the feed-in tariff rate in order to generate cash flow sufficient to meet the bank's assumed coverage requirement. In the CREST model, this is done by manually increasing the "Target After-Tax Equity IRR." Other possible, but less likely, mechanisms include: 3. increase the loan tenor 4. decrease the interest rate
Note on I60: Note: The portion of total project cost funded from equity investors. This cell is a calculation and not an input. It is calculated as 100% minus the "% Debt" entered above.
Note on P60: See "unit" definitions at the bottom of this worksheet.
Note on I61: Note: The target after-tax equity IRR is the equity investor's cost of capital -- or "discount rate" -- and is the minimum rate of return that the project owner will seek to attain in order to justify the project compared to alternative investments. The user should be explicit in his or her assumption regarding the term over which the target after-tax IRR is assumed to be realized. For example, the user could elect to align the return requirement with the tariff payment duration. In this case, the project useful life should be set equal to the tariff duration in order to calculate the COE associated with the target IRR over that period of time. In a second example, the user could elect to align the return requirement with the project's useful life. In this case, the user can either assume a tariff duration equal to the project life, or assume market-based revenue for the period after the tariff and before the end of the assumed project useful life. This input cannot be less than zero. If a project is expected to be funded either by a pool of corporate funds or back-leveraged after commercial operation, the user might elect to enter 0% in the "% Debt" cell and enter a weighted average cost of capital (WACC) in the "Target After-Tax Equity IRR" cell.
Note on I62: Note: The weighted average cost of capital combines the after-tax cost of both equity and debt in proportion to their use, and is calculated here for reference.
Note on S62: Note: In order to ensure that project owners have sufficient funds to decommission and remove equipment at the end of a project's life, many owners choose to create and fund a reserve account throughout the course of project. This input cell allows the modeler to choose whether to pay for project removal by creating and funding a reserve account over the project life by selecting "Operations" or to assume that a project's removal will be funded by selling the equipment, by selecting "Salvage".
Note on I63: Note: This cell represents the costs of both equity and debt due diligence (if applicable) and other transaction costs. Input cannot be less than zero.
Note on S63: Note: This input cell allows the user to assume the creation of a reserve account. The value entered here will be accounted for in the project's cash flow, and would be funded evenly over the number of years available between the project's commercial operation and the end of its useful life. Input cannot be less than zero.
Note on P65: See "unit" definitions at the bottom of this worksheet.
Note on I66: NOTE: The "sources of funding" cells summarize the amount of capital contributed from equity, debt and grants, if applicable. The sum is the same at the project's "Total Installed Cost."
Note on I67: NOTE: The "sources of funding" cells summarize the amount of capital contributed from equity, debt and grants, if applicable. The sum is the same as the project's "Total Installed Cost."
Note on S67: Note: Lenders typically require the project owner to establish a reserve account prior to the commencement of operations to ensure that loan repayments occur in full and on time even if the project has insufficient operating cash flow in a specific period due to lower than expected production, higher costs, or both. The size of the reserve account is typically equal to 6 months of debt service obligation. Input cannot be less than zero.
Note on I68: NOTE: The "sources of funding" cells summarize the amount of capital contributed from equity, debt and grants, if applicable. The sum is the same as the project's "Total Installed Cost." As previously described, this value excludes the ITC Cash Grant, which must be financed prior to commercial operation.
Note on S68: Note: Calculated value based on the # months of required reserve and the capital structure and associated periodic debt obligation.
Note on I69: NOTE: The "sources of funding" cells summarize the amount of capital contributed from equity, debt and grants, if applicable. The sum is the same as the project's "Total Installed Cost."
Note on S70: Note: Lenders typically require the project owner to establish a reserve account prior to the commencement of operations to ensure that all O&M expenses can be met even if the project has insufficient operating cash flow in a specific period due to lower than expected production, higher costs, or both. The size of the reserve account is typically 3 to 6 months of O&M expenses, and includes all categories of O&M expenses. Input cannot be less than zero.
Note on F71: See "unit" definitions at the bottom of this worksheet.
Note on S71: Note: Calculated value based on the # months of required reserve and all annual operating expenses.
Note on I72: Note: Defines whether the project owner is a taxable or non-taxable entity. This determines the treatment of income taxes and other tax-related items.
Note on S72: Note: Unused reserves earn interest at this rate. Input cannot be less than zero.
Note on I73: Note: Defines the project's federal income tax rate, if applicable. Input cannot be less than zero.
Note on I74: Note: Defines whether depreciation and PTC benefits are monetized in the period in which they are generated ("as generated" option) or whether these benefits must be delayed until the project has sufficient tax liability to use these benefits without relying on a 3rd-party investor with tax liability external to the project ("carried forward" method).
Note on I75: Note: Defines the project's state income tax rate, if applicable. Input cannot be less than zero.
Note on S75: Note: To qualify for Bonus Depreciation the property must have a recovery period of 20 years or less (under normal federal tax depreciation rules), and the project must commence operation in the year in which bonus depreciation is in effect and under the ownership of the entity claiming the deduction. For qualifying projects, the owner is entitled to deduct 50% of the adjusted basis of the property during the tax year the property is first placed in service. The remaining 50% of the adjusted basis of the property is depreciated over the ordinary MACRS depreciation schedule. The bonus depreciation rules do not override the depreciation limit applicable to projects qualifying for the federal ITC. Before calculating depreciation for such a project, including any bonus depreciation, the adjusted basis of the project must be reduced by one-half of the amount of the ITC for which the project qualifies.
Note on I76: Note: Defines whether depreciation and PTC benefits are monetized in the period in which they are generated ("as generated" option) or whether these benefits must be delayed until the project has sufficient tax liability to use these benefits without relying on a 3rd-party investor with tax liability external to the project ("carried forward" method).
Note on P76: Jason Gifford: The Consolidated Appropriations Act, signed in December 2015, extended the "placed in service" deadline for bonus depreciation. Equipment placed in service before January 1, 2018 can qualify for 50% bonus depreciation. Equipment placed in service during 2018 can qualify for 40% bonus depreciation. And equipment placed in service during 2019 can qualify for 30% bonus depreciation.
Note on S76: Note: This input allows the user to define the bonus depreciation % applied in Year 1, if applicable. Historically, federal bonus depreciation has been 50% of the eligible cost basis (after taking into account reductions in such cost basis for the ITC, if applicable). Input cannot be less than zero.
Note on I77: Note: Takes into account the interaction between federal and state tax rates. This is a calculated value.
Note on I78: Note: Depreciation accounts for the "use" of equipment for tax purposes. The depreciation inputs are provided in the table to the right and on the Complex Capital Costs tab when this option is selected.
Note on AB79: Note: When the "Simple" capital cost option is selected, the depreciation of total project costs is divided among the classifications using this row. The depreciation options associated with other levels of cost detail will be hidden. This row must sum to 100%.
Note on AB80: Note: When the "Intermediate" capital cost option is selected, the allocation of the specified cost category across the depreciation classifications is done using this row. The depreciation options associated with other levels of cost detail will be hidden. This row must sum to 100%.
Note on AB81: Note: When the "Intermediate" capital cost option is selected, the allocation of the specified cost category across the depreciation classifications is done using this row. The depreciation options associated with other levels of cost detail will be hidden. This row must sum to 100%.
Note on AB82: Note: When the "Intermediate" capital cost option is selected, the allocation of the specified cost category across the depreciation classifications is done using this row. The depreciation options associated with other levels of cost detail will be hidden. This row must sum to 100%.
Note on AB83: Note: When the "Intermediate" capital cost option is selected, the allocation of the specified cost category across the depreciation classifications is done using this row. The depreciation options associated with other levels of cost detail will be hidden. This row must sum to 100%.
Note on AB84: Note: When the "Intermediate" capital cost option is selected, the allocation of the specified cost category across the depreciation classifications is done using this row. The depreciation options associated with other levels of cost detail will be hidden. This row must sum to 100%.
Note on AB85: Note: When the "Complex" capital cost option is selected, each line items is assigned its own depreciation classification using a drop-down menu on the Complex Capital Costs tab.

## Summary Results
Summary Results
Results of multiple scenarios may be compared here by using the "copy" and "paste special - values" feature to transfer values from column D to columns F through O
Press F9 each time inputs are changed to ensure completion of the COE calculation. When "#N/A" appears, press "F9" in the upper row on your keyboard to complete the calculation. It may be necessary to press F9 more than once. See note for details. |  |  | Paste Results of Multiple Model Runs Below
Outputs Summary | units | Current Model Run | [Insert Scenario Name] | [Insert Scenario Name] | [Insert Scenario Name] | [Insert Scenario Name] | [Insert Scenario Name] | [Insert Scenario Name] | [Insert Scenario Name] | [Insert Scenario Name] | [Insert Scenario Name] | [Insert Scenario Name]
Year-One Cost of Energy (COE) | ¢/kWh | 18.65
Annual Escalation of Year-One COE | % | 0%
Percentage of Tariff Escalated | % | 0%
Does modeled project meet minimum DSCR requirements? |  | Yes
Does modeled project meet average DSCR requirements? |  | Yes
Did you confirm that all minimum required inputs have green check cells?
Equivalent Nominal Levelized Tariff Rate | ¢/kWh | 18.65
Inputs Summary
Generator Nameplate Capacity | kW | 5000
Net Capacity Factor, Yr 1 | % | 15.1%
Payment Duration for Cost-Based Incentive | Years | 20
Net Project Cost | $ | 12361049.6898
Net Project Cost | $/kW | 2472.2099
% Equity (% hard costs) (soft costs also equity funded) | % | 55.5%
Target After-Tax Equity IRR | % | 10.03%
% Debt (% of hard costs) (mortgage-style amort.) | % | 44.5%
Interest Rate on Term Debt | % | 7.664%
Is owner a taxable entity? |  | Yes
Type of Federal Incentive Assumed |  | Cost-Based
Tax Credit Based or Cash Based? |  | ITC
Other Grants or Rebates |  | No
Notes: (Users may enter descriptive text about their model run)
Note on B5: Note: One of the CREST model development objectives was to incorporate maximum functionality and flexibility, while maintaining a macro-free file. As a result, the model calculates using a series of three data tables which converge onto the COE within several one-hundredths of a cent. Because the three data tables rely on one another to calculate the COE, and the "Automatic" calculation setting only re-calculates the first data table under certain circumstances, it is sometimes necessary to press F9 more than once in order for the calculation to cascade through each of the three data tables. If "#N/A" appears, F9 should be pressed until the calculated COE achieves it's final value.
Note on B14: NOTE: The "Nominal Levelized Tariff Rate", or Nominal Levelized Cost of Energy (LCOE) is the single, fixed rate with the same economic impact over the life of the project as the Year-One value escalated over time. When a 0% escalator is assumed, the "Year-One COE" and "LCOE" are the same. Both the Year One COE and the LCOE reflect the tariff rate necessary to achieve the project investor's required after tax rate of return, taking into account all applicable incentives and any market value of production assumed after the tariff expires and before the end of the project's useful life.

## Annual Cash Flows & Returns
Annual Project Cash Flows, Returns & Other Metrics
Graph Data
Project | Tariff or Market Value | Revenue | Operating Expenses | Debt Service | Reserves | Pre-Tax Cash Flow | Federal Taxable Income | State Taxable Income | Federal Tax Benefit/ (Liability) | State Tax Benefit/ (Liability) | After Tax Cash Flow | Cumulative Cash Flow | After Tax IRR | Debt Service | Revenue + Tax Benefit/(Liability) | Expenses + Cash Obligations
Year | ¢/kWh | $ | $ | $ | $ | $ | $ | $ | $ | $ | $ | $ | % | Coverage
0 | [10 empty] | -6799863.7901 | -6799863.7901
1 | 18.65 | 1233473.7 | -328971.219 | -636437.7808 | 0 | 268064.7001 | -1555253.4041 | -1555253.4041 | 3855181.1816 | 139972.8064 | 4263218.6881 | -2536645.102 | -37.3% | 1.4212 | 5228627.688 | 965408.9999
2 | 18.65 | 1227411.3315 | -335635.6434 | -636437.7808 | -10500 | 244837.9072 | -2777719.1318 | -2777719.1318 | 583321.0177 | 249994.7219 | 1078153.6468 | -1458491.4552 | -17.97% | 1.3847 | 2060727.071 | 982573.4243
3 | 18.65 | 1221484.7998 | -342449.8563 | -636437.7808 | -10500 | 232097.1627 | -1480474.0262 | -1480474.0262 | 310899.5455 | 133242.6624 | 676239.3706 | -782252.0846 | -8.222% | 1.3647 | 1665627.0077 | 989387.6371
4 | 18.65 | 1215588.9508 | -349417.3484 | -636437.7808 | -10500 | 219233.8216 | -698489.4229 | -698489.4229 | 146682.7788 | 62864.0481 | 428780.6485 | -353471.4362 | -3.299% | 1.3445 | 1425135.7777 | 996355.1292
5 | 18.65 | 1209723.6311 | -356541.6952 | -636437.7808 | -10500 | 206244.155 | -689753.7962 | -689753.7962 | 144848.2972 | 62077.8417 | 413170.2939 | 59698.8577 | 0.4925% | 1.3241 | 1416649.7699 | 1003479.4761
6 | 18.65 | 1203888.6879 | -363826.559 | -636437.7808 | -10500 | 193124.3481 | -98964.8657 | -98964.8657 | 20782.6218 | 8906.8379 | 222813.8078 | 282512.6655 | 2.172% | 1.3034 | 1233578.1476 | 1010764.3398
7 | 18.65 | 1198083.9695 | -371275.6909 | -636437.7808 | -10500 | 179870.4978 | 492571.9176 | 492571.9176 | -94130.4935 | -44331.4726 | 41408.5317 | 323921.1973 | 2.453% | 1.2826 | 1059622.0035 | 1018213.4717
8 | 18.65 | 1192309.3246 | -378892.9335 | -636437.7808 | -10500 | 166478.6103 | 504274.2869 | 504274.2869 | -96366.8162 | -45384.6858 | 24727.1083 | 348648.3055 | 2.614% | 1.2616 | 1050557.8226 | 1025830.7143
9 | 18.65 | 1186564.603 | -386682.2228 | -636437.7808 | -10500 | 152944.5994 | 517736.7191 | 517736.7191 | -98939.487 | -46596.3047 | 7408.8077 | 356057.1132 | 2.66% | 1.2403 | 1041028.8113 | 1033620.0036
10 | 18.65 | 1180849.655 | -394647.5908 | -636437.7808 | -10500 | 139264.2834 | 533165.4433 | 533165.4433 | -101887.9162 | -47984.8899 | -10608.5227 | 345448.5905 | 2.595% | 1.2188 | 1030976.8489 | 1041585.3716
11 | 18.65 | 1175164.3317 | -402793.1678 | -636437.7808 | -10500 | 125433.3831 | 550630.841 | 550630.841 | -105225.5537 | -49556.7757 | -29348.9463 | 316099.6441 | 2.417% | 1.1971 | 1020382.0023 | 1049730.9487
12 | 18.65 | 1168353.4851 | -411123.1852 | -636437.7808 | 0 | 120792.519 | 548228.4077 | 548228.4077 | -104766.4487 | -49340.5567 | -33314.4864 | 282785.1578 | 2.213% | 1.1898 | 1014246.4797 | 1047560.966
13 | 18.65 | 1161466.9676 | -419641.9775 | -636437.7808 | 0 | 105387.2093 | 556503.5774 | 556503.5774 | -106347.8336 | -50085.322 | -51045.9463 | 231739.2114 | 1.889% | 1.1656 | 1005033.812 | 1056079.7584
14 | 18.65 | 1155659.6328 | -428353.9856 | -636437.7808 | 0 | 90867.8664 | 594528.8282 | 594528.8282 | -113614.4591 | -53507.5945 | -76254.1872 | 155485.0242 | 1.364% | 1.1428 | 988537.5792 | 1064791.7664
15 | 18.65 | 1149881.3346 | -437263.7588 | -636437.7808 | 0 | 76179.795 | 629962.6551 | 629962.6551 | -120385.8634 | -56696.639 | -100902.7074 | 54582.3168 | 0.5432% | 1.1197 | 972798.8323 | 1073701.5397
16 | 18.65 | 1144131.928 | -446375.9583 | 0 | 0 | 697755.9696 | 666622.7719 | 666622.7719 | -127391.6117 | -59996.0495 | 510368.3084 | 564950.6253 | 3.499% | N/A | 956744.2668 | 446375.9583
17 | 18.65 | 1138411.2683 | -455695.3596 | 0 | 0 | 682715.9087 | 663827.6471 | 663827.6471 | -126857.4634 | -59744.4882 | 496113.9571 | 1061064.5824 | 5.06% | N/A | 951809.3167 | 455695.3596
18 | 18.65 | 1132719.212 | -465226.8553 | 0 | 0 | 667492.3567 | 654652.095 | 654652.095 | -125104.0154 | -58918.6886 | 483469.6528 | 1544534.2352 | 6.105% | N/A | 948696.5081 | 465226.8553
19 | 18.65 | 1127055.6159 | -474975.4586 | 0 | 0 | 652080.1573 | 639239.8957 | 639239.8957 | -122158.7441 | -57531.5906 | 472389.8226 | 2016924.0578 | 6.868% | N/A | 947365.2813 | 474975.4586
20 | 18.65 | 1121420.3379 | -484946.306 | 0 | 0 | 636474.0319 | 623633.7702 | 623633.7702 | -119176.4135 | -56127.0393 | 461170.5791 | 2478094.6368 | 7.452% | N/A | 946116.885 | 484946.306
21 | 19.2392 | 1151063.744 | -495144.6604 | 0 | 0 | 655919.0836 | 649498.9527 | 649498.9527 | -124119.2499 | -58454.9057 | 473344.9279 | 2951439.5648 | 7.933% | N/A | 968489.5884 | 495144.6604
22 | 19.6772 | 1171381.5073 | -505575.9148 | 0 | 0 | 665805.5924 | 665805.5924 | 665805.5924 | -127235.4487 | -59922.5033 | 478647.6404 | 3430087.2052 | 8.331% | N/A | 984223.5552 | 505575.9148
23 | 20.1119 | 1191275.2353 | -516245.5951 | 0 | 0 | 675029.6402 | 675029.6402 | 675029.6402 | -128998.1642 | -60752.6676 | 485278.8083 | 3915366.0135 | 8.665% | N/A | 1001524.4035 | 516245.5951
24 | 20.554 | 1211372.1384 | -527159.3639 | 0 | 0 | 684212.7744 | 684212.7744 | 684212.7744 | -130753.0612 | -61579.1497 | 491880.5635 | 4407246.5771 | 8.948% | N/A | 1019039.9275 | 527159.3639
25 | 21.0089 | 1231991.3454 | -538323.0238 | 0 | 0 | 693668.3216 | 693668.3216 | 693668.3216 | -132560.0163 | -62430.1489 | 498678.1564 | 4905924.7335 | 9.19% | N/A | 1037001.1802 | 538323.0238
26 | 21.473 | 1252912.607 | -549742.521 | 0 | 0 | 703170.0859 | 703170.0859 | 703170.0859 | -134375.8034 | -63285.3077 | 505508.9748 | 5411433.7083 | 9.398% | N/A | 1055251.4958 | 549742.521
27 | 21.8724 | 1269837.8175 | -561423.9493 | 0 | 0 | 708413.8682 | 708413.8682 | 708413.8682 | -135377.8902 | -63757.2481 | 509278.7298 | 5920712.4381 | 9.578% | N/A | 1070702.6791 | 561423.9493
28 | 21.8724 | 1263488.6284 | -573373.5535 | 0 | 0 | 690115.0749 | 690115.0749 | 690115.0749 | -131880.9908 | -62110.3567 | 496123.7274 | 6416836.1655 | 9.728% | N/A | 1069497.2808 | 573373.5535
29 | 21.8724 | 1257171.1852 | -585597.7335 | 0 | 0 | 671573.4517 | 671573.4517 | 671573.4517 | -128337.6866 | -60441.6107 | 482794.1545 | 6899630.3199 | 9.854% | N/A | 1068391.888 | 585597.7335
30 | 21.8724 | 1250885.3293 | -598103.0484 | 0 | 0 | 652782.2809 | 652782.2809 | 652782.2809 | -124746.6939 | -58750.4053 | 469285.1818 | 7368915.5017 | 9.961% | N/A | 1067388.2301 | 598103.0484
Note on C4: Note: During the FIT contract period, this column represents the feed-in tariff rate, including escalation if applicable. After the FIT contract ends, this column represents the value of energy, capacity, renewable energy credits, or other attributes as defined and enterred by the user, if applicable.
Note on D4: Note: includes performance-based incentives.
Note on E4: Note: Includes all land lease, royalty and local tax or PILOT.
Note on F4: Note: Includes principle and interest, if debt is used.
Note on G4: Note: Positive values denote net withdrawal from reserve accounts as reserved capital is returned to project owners.
Note on M4: Note: This is the annual cash flow disbursed to the project's equity investors, after tax.
Note on N4: Note: This is the cumulative benefit of annual net cash flows. The year in which the values become positive represents the return "of" the equity investor's original cash contribution. The equity investor does not earn its return "on" investment until the required rate is met - which in this model will be in the final project year.
Note on O4: Note: This is a running tally on the equity investor's after tax internal rate of return.
Note on P4: Note: The Debt Service Coverage Ratio is calculated by dividing the sum of the annual principal and interest payment into that year's operating cash flow. Lenders will require the DSCR to demonstrate the project's ability to easily meet its annual debt service obligation.

## Cash Flow
COD
Project/Contract Year |  |  | units | 0 | 1 | 2 | 3 | 4 | 5 | 6 | 7 | 8 | 9 | 10 | 11 | 12 | 13 | 14 | 15 | 16 | 17 | 18 | 19 | 20 | 21 | 22 | 23 | 24 | 25 | 26 | 27 | 28 | 29 | 30
Production Degradation Factor |  |  |  |  | 1 | 0.995 | 0.99003 | 0.98507 | 0.98015 | 0.97525 | 0.97037 | 0.96552 | 0.96069 | 0.95589 | 0.95111 | 0.94635 | 0.94162 | 0.93691 | 0.93223 | 0.92757 | 0.92293 | 0.91832 | 0.91372 | 0.90916 | 0.90461 | 0.90009 | 0.89559 | 0.89111 | 0.88665 | 0.88222 | 0.87781 | 0.87342 | 0.86905 | 0.86471
Production |  |  | kWh |  | 6613800 | 6580731 | 6547827.345 | 6515088.2083 | 6482512.7672 | 6450100.2034 | 6417849.7024 | 6385760.4539 | 6353831.6516 | 6322062.4933 | 6290452.1809 | 6258999.92 | 6227704.9204 | 6196566.3958 | 6165583.5638 | 6134755.646 | 6104081.8677 | 6073561.4584 | 6043193.6511 | 6012977.6829 | 5982912.7944 | 5952998.2305 | 5923233.2393 | 5893617.0731 | 5864148.9878 | 5834828.2428 | 5805654.1016 | 5776625.8311 | 5747742.7019 | 5719003.9884
Tariff Rate & Cash Incentives
Tariff Rate Escalator, if applicable | bar: COD 1 to COD 30
Federal PBI Escalator, if applicable | bar: COD 1 to COD 30
State PBI Escalator, if applicable |  |  |  |  | 1 | 1.02 | 1.0404 | 1.0612 | 1.0824 | 1.1041 | 1.1262 | 1.1487 | 1.1717 | 1.1951 | 1.219 | 1.2434 | 1.2682 | 1.2936 | 1.3195 | 1.3459 | 1.3728 | 1.4002 | 1.4282 | 1.4568 | 1.4859 | 1.5157 | 1.546 | 1.5769 | 1.6084 | 1.6406 | 1.6734 | 1.7069 | 1.741 | 1.7758
Tariff Rate (Fixed Portion) |  |  | ¢/kWh | 100% | 18.65 | 18.65 | 18.65 | 18.65 | 18.65 | 18.65 | 18.65 | 18.65 | 18.65 | 18.65 | 18.65 | 18.65 | 18.65 | 18.65 | 18.65 | 18.65 | 18.65 | 18.65 | 18.65 | 18.65 | 0 | 0 | 0 | 0 | 0 | 0 | 0 | 0 | 0 | 0
Tariff Rate (Escalating Portion) |  |  | ¢/kWh | 0% | 0 | 0 | 0 | 0 | 0 | 0 | 0 | 0 | 0 | 0 | 0 | 0 | 0 | 0 | 0 | 0 | 0 | 0 | 0 | 0 | 0 | 0 | 0 | 0 | 0 | 0 | 0 | 0 | 0 | 0
Tariff Rate (Total) |  |  | ¢/kWh |  | 18.65 | 18.65 | 18.65 | 18.65 | 18.65 | 18.65 | 18.65 | 18.65 | 18.65 | 18.65 | 18.65 | 18.65 | 18.65 | 18.65 | 18.65 | 18.65 | 18.65 | 18.65 | 18.65 | 18.65 | 0 | 0 | 0 | 0 | 0 | 0 | 0 | 0 | 0 | 0
Revenue from Tariff |  |  | $ |  | 1233473.7 | 1227306.3315 | 1221169.7998 | 1215063.9508 | 1208988.6311 | 1202943.6879 | 1196928.9695 | 1190944.3246 | 1184989.603 | 1179064.655 | 1173169.3317 | 1167303.4851 | 1161466.9676 | 1155659.6328 | 1149881.3346 | 1144131.928 | 1138411.2683 | 1132719.212 | 1127055.6159 | 1121420.3379 | 0 | 0 | 0 | 0 | 0 | 0 | 0 | 0 | 0 | 0
Post-Tariff Market Value of Production |  |  | ¢/kWh | COD 21: 19.2392; COD 22: 19.6772; COD 23: 20.1119; COD 24: 20.554; COD 25: 21.0089; COD 26: 21.473; COD 27: 21.8724; COD 28: 21.8724; COD 29: 21.8724; COD 30: 21.8724
Market Revenue |  |  | $ |  | 0 | 0 | 0 | 0 | 0 | 0 | 0 | 0 | 0 | 0 | 0 | 0 | 0 | 0 | 0 | 0 | 0 | 0 | 0 | 0 | 1151063.744 | 1171381.5073 | 1191275.2353 | 1211372.1384 | 1231991.3454 | 1252912.607 | 1269837.8175 | 1263488.6284 | 1257171.1852 | 1250885.3293
Federal Cash Incentive Rate |  |  | ¢/kWh |  | 0 | 0 | 0 | 0 | 0 | 0 | 0 | 0 | 0 | 0 | 0 | 0 | 0 | 0 | 0 | 0 | 0 | 0 | 0 | 0 | 0 | 0 | 0 | 0 | 0 | 0 | 0 | 0 | 0 | 0
Federal Cash Incentive |  |  | $ |  | 0 | 0 | 0 | 0 | 0 | 0 | 0 | 0 | 0 | 0 | 0 | 0 | 0 | 0 | 0 | 0 | 0 | 0 | 0 | 0 | 0 | 0 | 0 | 0 | 0 | 0 | 0 | 0 | 0 | 0
State Cash Incentive Rate |  |  | ¢/kWh |  | 0 | 0 | 0 | 0 | 0 | 0 | 0 | 0 | 0 | 0 | 0 | 0 | 0 | 0 | 0 | 0 | 0 | 0 | 0 | 0 | 0 | 0 | 0 | 0 | 0 | 0 | 0 | 0 | 0 | 0
State Cash Incentive |  |  | $ |  | 0 | 0 | 0 | 0 | 0 | 0 | 0 | 0 | 0 | 0 | 0 | 0 | 0 | 0 | 0 | 0 | 0 | 0 | 0 | 0 | 0 | 0 | 0 | 0 | 0 | 0 | 0 | 0 | 0 | 0
Interest Earned on Reserve Accounts |  |  | $ |  | 0 | 105 | 315 | 525 | 735 | 945 | 1155 | 1365 | 1575 | 1785 | 1995 | 1050 | 0 | 0 | 0 | 0 | 0 | 0 | 0 | 0 | 0 | 0 | 0 | 0 | 0 | 0 | 0 | 0 | 0 | 0
Project Revenue, All Sources |  |  | $ |  | 1233473.7 | 1227411.3315 | 1221484.7998 | 1215588.9508 | 1209723.6311 | 1203888.6879 | 1198083.9695 | 1192309.3246 | 1186564.603 | 1180849.655 | 1175164.3317 | 1168353.4851 | 1161466.9676 | 1155659.6328 | 1149881.3346 | 1144131.928 | 1138411.2683 | 1132719.212 | 1127055.6159 | 1121420.3379 | 1151063.744 | 1171381.5073 | 1191275.2353 | 1211372.1384 | 1231991.3454 | 1252912.607 | 1269837.8175 | 1263488.6284 | 1257171.1852 | 1250885.3293
Project Expenses
O&M Inflation Factor |  |  |  |  | 1 | 1.03 | 1.0609 | 1.0927 | 1.1255 | 1.1593 | 1.1941 | 1.2299 | 1.2668 | 1.3048 | 1.3439 | 1.3842 | 1.4258 | 1.4685 | 1.5126 | 1.558 | 1.6047 | 1.6528 | 1.7024 | 1.7535 | 1.8061 | 1.8603 | 1.9161 | 1.9736 | 2.0328 | 2.0938 | 2.1566 | 2.2213 | 2.2879 | 2.3566
Non-O&M Inflation Factor |  |  |  |  | 1 | 1.02 | 1.0404 | 1.0612 | 1.0824 | 1.1041 | 1.1262 | 1.1487 | 1.1717 | 1.1951 | 1.219 | 1.2434 | 1.2682 | 1.2936 | 1.3195 | 1.3459 | 1.3728 | 1.4002 | 1.4282 | 1.4568 | 1.4859 | 1.5157 | 1.546 | 1.5769 | 1.6084 | 1.6406 | 1.6734 | 1.7069 | 1.741 | 1.7758
Property Tax or PILOT Base Adjustment | bar: COD 0 to COD 30
Land Lease Escalation Factor |  |  |  |  | 1 | 1.02 | 1.0404 | 1.0612 | 1.0824 | 1.1041 | 1.1262 | 1.1487 | 1.1717 | 1.1951 | 1.219 | 1.2434 | 1.2682 | 1.2936 | 1.3195 | 1.3459 | 1.3728 | 1.4002 | 1.4282 | 1.4568 | 1.4859 | 1.5157 | 1.546 | 1.5769 | 1.6084 | 1.6406 | 1.6734 | 1.7069 | 1.741 | 1.7758
Fixed O&M Expense |  |  | $ |  | -55000 | -56650 | -58349.5 | -60099.985 | -61902.9846 | -63760.0741 | -65672.8763 | -67643.0626 | -69672.3545 | -71762.5251 | -73915.4009 | -76132.8629 | -78416.8488 | -80769.3542 | -83192.4349 | -85688.2079 | -88258.8542 | -90906.6198 | -93633.8184 | -96442.8329 | -99336.1179 | -102316.2014 | -105385.6875 | -108547.2581 | -111803.6759 | -115157.7861 | -118612.5197 | -122170.8953 | -125836.0222 | -129611.1028
Variable O&M Expense |  |  | $ |  | 0 | 0 | 0 | 0 | 0 | 0 | 0 | 0 | 0 | 0 | 0 | 0 | 0 | 0 | 0 | 0 | 0 | 0 | 0 | 0 | 0 | 0 | 0 | 0 | 0 | 0 | 0 | 0 | 0 | 0
Insurance |  |  | $ |  | -70020.219 | -71420.6234 | -72849.0359 | -74306.0166 | -75792.1369 | -77307.9797 | -78854.1393 | -80431.222 | -82039.8465 | -83680.6434 | -85354.2563 | -87061.3414 | -88802.5682 | -90578.6196 | -92390.192 | -94237.9958 | -96122.7557 | -98045.2109 | -100006.1151 | -102006.2374 | -104046.3621 | -106127.2894 | -108249.8352 | -110414.8319 | -112623.1285 | -114875.5911 | -117173.1029 | -119516.565 | -121906.8962 | -124345.0342
Project Administration |  |  | $ |  | -20000 | -20400 | -20808 | -21224.16 | -21648.6432 | -22081.6161 | -22523.2484 | -22973.7134 | -23433.1876 | -23901.8514 | -24379.8884 | -24867.4862 | -25364.8359 | -25872.1326 | -26389.5753 | -26917.3668 | -27455.7141 | -28004.8284 | -28564.925 | -29136.2235 | -29718.9479 | -30313.3269 | -30919.5934 | -31537.9853 | -32168.745 | -32812.1199 | -33468.3623 | -34137.7295 | -34820.4841 | -35516.8938
Property Tax or Payment in Lieu of Taxes (PILOT) |  |  | $ |  | -21250 | -21250 | -21250 | -21250 | -21250 | -21250 | -21250 | -21250 | -21250 | -21250 | -21250 | -21250 | -21250 | -21250 | -21250 | -21250 | -21250 | -21250 | -21250 | -21250 | -21250 | -21250 | -21250 | -21250 | -21250 | -21250 | -21250 | -21250 | -21250 | -21250
Land Lease |  |  | $ |  | -160701 | -163915.02 | -167193.3204 | -170537.1868 | -173947.9305 | -177426.8892 | -180975.4269 | -184594.9355 | -188286.8342 | -192052.5709 | -195893.6223 | -199811.4947 | -203807.7246 | -207883.8791 | -212041.5567 | -216282.3878 | -220608.0356 | -225020.1963 | -229520.6002 | -234111.0122 | -238793.2325 | -243569.0971 | -248440.4791 | -253409.2887 | -258477.4744 | -263647.0239 | -268919.9644 | -274298.3637 | -279784.331 | -285380.0176
Bond Expense for Decommissioning |  |  | $ |  | -2000 | -2000 | -2000 | -2000 | -2000 | -2000 | -2000 | -2000 | -2000 | -2000 | -2000 | -2000 | -2000 | -2000 | -2000 | -2000 | -2000 | -2000 | -2000 | -2000 | -2000 | -2000 | -2000 | -2000 | -2000 | -2000 | -2000 | -2000 | -2000 | -2000
Total Operating Expenses |  |  | $ |  | -328971.219 | -335635.6434 | -342449.8563 | -349417.3484 | -356541.6952 | -363826.559 | -371275.6909 | -378892.9335 | -386682.2228 | -394647.5908 | -402793.1678 | -411123.1852 | -419641.9775 | -428353.9856 | -437263.7588 | -446375.9583 | -455695.3596 | -465226.8553 | -474975.4586 | -484946.306 | -495144.6604 | -505575.9148 | -516245.5951 | -527159.3639 | -538323.0238 | -549742.521 | -561423.9493 | -573373.5535 | -585597.7335 | -598103.0484
[5 empty] | -328971.219 | -335635.6434 | -342449.8563 | -349417.3484 | -356541.6952 | -363826.559 | -371275.6909 | -378892.9335 | -386682.2228 | -394647.5908 | -402793.1678 | -411123.1852 | -419641.9775 | -428353.9856 | -437263.7588 | -446375.9583 | -455695.3596 | -465226.8553 | -474975.4586 | -484946.306 | -495144.6604 | -505575.9148 | -516245.5951 | -527159.3639 | -538323.0238 | -549742.521 | -561423.9493 | -573373.5535 | -585597.7335 | -598103.0484
Total Operating Expenses ($/kWh) |  |  | ¢/kWh |  | -4.974 | -5.1003 | -5.23 | -5.3632 | -5.5001 | -5.6406 | -5.785 | -5.9334 | -6.0858 | -6.2424 | -6.4032 | -6.5685 | -6.7383 | -6.9128 | -7.092 | -7.2762 | -7.4654 | -7.6599 | -7.8597 | -8.065 | -8.276 | -8.4928 | -8.7156 | -8.9446 | -9.1799 | -9.4217 | -9.6703 | -9.9258 | -10.1883 | -10.4582
EBITDA (Operating Income) |  |  | $ |  | 904502.481 | 891775.6881 | 879034.9436 | 866171.6024 | 853181.9359 | 840062.129 | 826808.2786 | 813416.3912 | 799882.3803 | 786202.0642 | 772371.1639 | 757230.2999 | 741824.9901 | 727305.6472 | 712617.5758 | 697755.9696 | 682715.9087 | 667492.3567 | 652080.1573 | 636474.0319 | 655919.0836 | 665805.5924 | 675029.6402 | 684212.7744 | 693668.3216 | 703170.0859 | 708413.8682 | 690115.0749 | 671573.4517 | 652782.2809
|  |  | Avg. DSCR | COD 0: Min DSCR
Annual Debt Service Coverage Ratio |  |  | 1.2641 | 1.1197 | 1.4212 | 1.3847 | 1.3647 | 1.3445 | 1.3241 | 1.3034 | 1.2826 | 1.2616 | 1.2403 | 1.2188 | 1.1971 | 1.1898 | 1.1656 | 1.1428 | 1.1197 | N/A | N/A | N/A | N/A | N/A | N/A | N/A | N/A | N/A | N/A | N/A | N/A | N/A | N/A | N/A
Minimum DSSCR Year |  |  |  | COD 15: 15
Loan Interest Expense |  |  |  |  | -426202.4245 | -410090.2463 | -392743.2505 | -374066.8025 | -353959.0145 | -332310.1904 | -309002.2272 | -283907.9704 | -256890.5208 | -227802.4872 | -196485.1825 | -162767.7583 | -126466.2723 | -87382.6853 | -45303.7803 | 0 | 0 | 0 | 0 | 0 | 0 | 0 | 0 | 0 | 0 | 0 | 0 | 0 | 0 | 0
Operating Income After Interest Expense |  |  |  |  | 478300.0564 | 481685.4418 | 486291.693 | 492104.8 | 499222.9214 | 507751.9386 | 517806.0514 | 529508.4208 | 542991.8595 | 558399.5771 | 575885.9814 | 594462.5415 | 615358.7178 | 639922.962 | 667313.7955 | 697755.9696 | 682715.9087 | 667492.3567 | 652080.1573 | 636474.0319 | 655919.0836 | 665805.5924 | 675029.6402 | 684212.7744 | 693668.3216 | 703170.0859 | 708413.8682 | 690115.0749 | 671573.4517 | 652782.2809
Repayment of Loan Principal |  |  |  |  | -210235.3563 | -226347.5346 | -243694.5303 | -262370.9784 | -282478.7664 | -304127.5904 | -327435.5537 | -352529.8104 | -379547.2601 | -408635.2937 | -439952.5983 | -473670.0225 | -509971.5085 | -549055.0956 | -591134.0005 | 0 | 0 | 0 | 0 | 0 | 0 | 0 | 0 | 0 | 0 | 0 | 0 | 0 | 0 | 0
(Contributions to), and Liquidation of, Reserve Accounts |  |  |  |  | 0 | -10500 | -10500 | -10500 | -10500 | -10500 | -10500 | -10500 | -10500 | -10500 | -10500 | 105000 | 0 | 0 | 0 | 0 | 0 | 0 | 0 | 0 | 0 | 0 | 0 | 0 | 0 | 0 | 0 | 0 | 0 | 0
Adjustment(s) for Major Equipment Replacement(s) |  |  |  |  | 0 | 0 | 0 | 0 | 0 | 0 | 0 | 0 | 0 | 0 | 0 | -105000 | 0 | 0 | 0 | 0 | 0 | 0 | 0 | 0 | 0 | 0 | 0 | 0 | 0 | 0 | 0 | 0 | 0 | 0
Pre-Tax Cash Flow to Equity |  |  |  |  | 268064.7001 | 244837.9072 | 232097.1627 | 219233.8216 | 206244.155 | 193124.3481 | 179870.4978 | 166478.6103 | 152944.5994 | 139264.2834 | 125433.3831 | 120792.519 | 105387.2093 | 90867.8664 | 76179.795 | 697755.9696 | 682715.9087 | 667492.3567 | 652080.1573 | 636474.0319 | 655919.0836 | 665805.5924 | 675029.6402 | 684212.7744 | 693668.3216 | 703170.0859 | 708413.8682 | 690115.0749 | 671573.4517 | 652782.2809
Project Cash Flows
Equity Investment |  |  |  | -6799863.7901 | 0 | 0 | 0 | 0 | 0 | 0 | 0 | 0 | 0 | 0 | 0 | 0 | 0 | 0 | 0 | 0 | 0 | 0 | 0 | 0 | 0 | 0 | 0 | 0 | 0 | 0 | 0 | 0 | 0 | 0
Pre-Tax Cash Flow to Equity |  |  |  |  | 268064.7001 | 244837.9072 | 232097.1627 | 219233.8216 | 206244.155 | 193124.3481 | 179870.4978 | 166478.6103 | 152944.5994 | 139264.2834 | 125433.3831 | 120792.519 | 105387.2093 | 90867.8664 | 76179.795 | 697755.9696 | 682715.9087 | 667492.3567 | 652080.1573 | 636474.0319 | 655919.0836 | 665805.5924 | 675029.6402 | 684212.7744 | 693668.3216 | 703170.0859 | 708413.8682 | 690115.0749 | 671573.4517 | 652782.2809
Net Pre-Tax Cash Flow to Equity |  |  |  | -6799863.7901 | 268064.7001 | 244837.9072 | 232097.1627 | 219233.8216 | 206244.155 | 193124.3481 | 179870.4978 | 166478.6103 | 152944.5994 | 139264.2834 | 125433.3831 | 120792.519 | 105387.2093 | 90867.8664 | 76179.795 | 697755.9696 | 682715.9087 | 667492.3567 | 652080.1573 | 636474.0319 | 655919.0836 | 665805.5924 | 675029.6402 | 684212.7744 | 693668.3216 | 703170.0859 | 708413.8682 | 690115.0749 | 671573.4517 | 652782.2809
Running IRR (Cash Only) |  |  |  |  | -96.06% | -78.95% | -62.38% | -49.82% | -40.59% | -33.75% | -28.58% | -24.61% | -21.5% | -19.05% | -17.08% | -15.39% | -14.05% | -12.98% | -12.13% | -7.432% | -4.97% | -3.308% | -2.077% | -1.118% | -0.3091% | 0.3745% | 0.9589% | 1.464% | 1.904% | 2.291% | 2.631% | 2.921% | 3.172% | 3.39%
Depreciation Expense (Federal) |  |  |  |  | -2033553.4605 | -3259404.5736 | -1966765.7193 | -1190594.2229 | -1188976.7176 | -606716.8043 | -25234.1338 | -25234.1338 | -25255.1404 | -25234.1338 | -25255.1404 | -46234.1338 | -58855.1404 | -45394.1338 | -37351.1404 | -31133.1977 | -18888.2616 | -12840.2616 | -12840.2616 | -12840.2616 | -6420.1308 | 0 | 0 | 0 | 0 | 0 | 0 | 0 | 0 | 0
Depreciation Expense (State) |  |  |  |  | -2033553.4605 | -3259404.5736 | -1966765.7193 | -1190594.2229 | -1188976.7176 | -606716.8043 | -25234.1338 | -25234.1338 | -25255.1404 | -25234.1338 | -25255.1404 | -46234.1338 | -58855.1404 | -45394.1338 | -37351.1404 | -31133.1977 | -18888.2616 | -12840.2616 | -12840.2616 | -12840.2616 | -6420.1308 | 0 | 0 | 0 | 0 | 0 | 0 | 0 | 0 | 0
Taxable Income (Federal), operating loss used as generated |  |  |  |  | -1555253.4041 | -2777719.1318 | -1480474.0262 | -698489.4229 | -689753.7962 | -98964.8657 | 492571.9176 | 504274.2869 | 517736.7191 | 533165.4433 | 550630.841 | 548228.4077 | 556503.5774 | 594528.8282 | 629962.6551 | 666622.7719 | 663827.6471 | 654652.095 | 639239.8957 | 623633.7702 | 649498.9527 | 665805.5924 | 675029.6402 | 684212.7744 | 693668.3216 | 703170.0859 | 708413.8682 | 690115.0749 | 671573.4517 | 652782.2809
Taxable Income (State), operating loss used as generated |  |  |  |  | -1555253.4041 | -2777719.1318 | -1480474.0262 | -698489.4229 | -689753.7962 | -98964.8657 | 492571.9176 | 504274.2869 | 517736.7191 | 533165.4433 | 550630.841 | 548228.4077 | 556503.5774 | 594528.8282 | 629962.6551 | 666622.7719 | 663827.6471 | 654652.095 | 639239.8957 | 623633.7702 | 649498.9527 | 665805.5924 | 675029.6402 | 684212.7744 | 693668.3216 | 703170.0859 | 708413.8682 | 690115.0749 | 671573.4517 | 652782.2809
Taxable Income (Federal), operating loss treatment ==>> |  |  |  | As Generated | -1555253.4041 | -2777719.1318 | -1480474.0262 | -698489.4229 | -689753.7962 | -98964.8657 | 492571.9176 | 504274.2869 | 517736.7191 | 533165.4433 | 550630.841 | 548228.4077 | 556503.5774 | 594528.8282 | 629962.6551 | 666622.7719 | 663827.6471 | 654652.095 | 639239.8957 | 623633.7702 | 649498.9527 | 665805.5924 | 675029.6402 | 684212.7744 | 693668.3216 | 703170.0859 | 708413.8682 | 690115.0749 | 671573.4517 | 652782.2809
Taxable Income (State), operating loss treatment ==>> |  |  |  | As Generated | -1555253.4041 | -2777719.1318 | -1480474.0262 | -698489.4229 | -689753.7962 | -98964.8657 | 492571.9176 | 504274.2869 | 517736.7191 | 533165.4433 | 550630.841 | 548228.4077 | 556503.5774 | 594528.8282 | 629962.6551 | 666622.7719 | 663827.6471 | 654652.095 | 639239.8957 | 623633.7702 | 649498.9527 | 665805.5924 | 675029.6402 | 684212.7744 | 693668.3216 | 703170.0859 | 708413.8682 | 690115.0749 | 671573.4517 | 652782.2809
Federal Income Taxes Saved / (Paid), before ITC/PTC |  |  |  |  | 326603.2149 | 583321.0177 | 310899.5455 | 146682.7788 | 144848.2972 | 20782.6218 | -94130.4935 | -96366.8162 | -98939.487 | -101887.9162 | -105225.5537 | -104766.4487 | -106347.8336 | -113614.4591 | -120385.8634 | -127391.6117 | -126857.4634 | -125104.0154 | -122158.7441 | -119176.4135 | -124119.2499 | -127235.4487 | -128998.1642 | -130753.0612 | -132560.0163 | -134375.8034 | -135377.8902 | -131880.9908 | -128337.6866 | -124746.6939
State Income Taxes Saved / (Paid), before ITC/PTC |  |  |  |  | 139972.8064 | 249994.7219 | 133242.6624 | 62864.0481 | 62077.8417 | 8906.8379 | -44331.4726 | -45384.6858 | -46596.3047 | -47984.8899 | -49556.7757 | -49340.5567 | -50085.322 | -53507.5945 | -56696.639 | -59996.0495 | -59744.4882 | -58918.6886 | -57531.5906 | -56127.0393 | -58454.9057 | -59922.5033 | -60752.6676 | -61579.1497 | -62430.1489 | -63285.3077 | -63757.2481 | -62110.3567 | -60441.6107 | -58750.4053
Cash Benefit of Federal ITC, Cash Grant, or PTC |  |  |  |  | 3528577.9668 | 0 | 0 | 0 | 0 | 0 | 0 | 0 | 0 | 0 | 0 | 0 | 0 | 0 | 0 | 0 | 0 | 0 | 0 | 0 | 0 | 0 | 0 | 0 | 0 | 0 | 0 | 0 | 0 | 0
Cash Benefit of State ITC and/or PTC |  |  |  |  | 0 | 0 | 0 | 0 | 0 | 0 | 0 | 0 | 0 | 0 | 0 | 0 | 0 | 0 | 0 | 0 | 0 | 0 | 0 | 0 | 0 | 0 | 0 | 0 | 0 | 0 | 0 | 0 | 0 | 0
After-Tax Cash Flow to Equity |  |  |  | -6799863.7901 | 4263218.6881 | 1078153.6468 | 676239.3706 | 428780.6485 | 413170.2939 | 222813.8078 | 41408.5317 | 24727.1083 | 7408.8077 | -10608.5227 | -29348.9463 | -33314.4864 | -51045.9463 | -76254.1872 | -100902.7074 | 510368.3084 | 496113.9571 | 483469.6528 | 472389.8226 | 461170.5791 | 473344.9279 | 478647.6404 | 485278.8083 | 491880.5635 | 498678.1564 | 505508.9748 | 509278.7298 | 496123.7274 | 482794.1545 | 469285.1818
Running IRR (After Tax) |  |  |  |  | -37.3% | -17.97% | -8.222% | -3.299% | 0.4925% | 2.172% | 2.453% | 2.614% | 2.66% | 2.595% | 2.417% | 2.213% | 1.889% | 1.364% | 0.5432% | 3.499% | 5.06% | 6.105% | 6.868% | 7.452% | 7.933% | 8.331% | 8.665% | 8.948% | 9.19% | 9.398% | 9.578% | 9.728% | 9.854% | 9.961%
|  |  | Simple Payback |  | -2536645.102 | -1458491.4552 | -782252.0846 | -353471.4362 | 59698.8577 | 282512.6655 | 323921.1973 | 348648.3055 | 356057.1132 | 345448.5905 | 316099.6441 | 282785.1578 | 231739.2114 | 155485.0242 | 54582.3168 | 564950.6253 | 1061064.5824 | 1544534.2352 | 2016924.0578 | 2478094.6368 | 2951439.5648 | 3430087.2052 | 3915366.0135 | 4407246.5771 | 4905924.7335 | 5411433.7083 | 5920712.4381 | 6416836.1655 | 6899630.3199 | 7368915.5017
|  |  | Simple Payback Year | COD 0: 5; COD 5: 5
Pre-Tax (Cash-only) Equity IRR (over defined Useful Life) |  | 3.39% |  | COD 1: Yr 1 COE
After Tax Equity IRR (over defined Useful Life) |  | 9.961% |  | COD 1: (cents/kWh)
10.03% |  | -15063.2073 |  | COD 1: 18.65
Supporting Calculations
Debt Service:
Debt Sizing (Defined Capital Structure Method)
Installed Cost (excluding cost of financing) |  |  |  | COD 0: 12252006.829
Defined Debt-to-Total-Capital |  |  |  | COD 0: 44.5%
Size of Debt (including lenders fee) |  |  |  | COD 0: 5561185.8997
Loan Repayment
Structured Debt Service Payment |  |  |  | 0 | -636437.7808 | -636437.7808 | -636437.7808 | -636437.7808 | -636437.7808 | -636437.7808 | -636437.7808 | -636437.7808 | -636437.7808 | -636437.7808 | -636437.7808 | -636437.7808 | -636437.7808 | -636437.7808 | -636437.7808 | 0 | 0 | 0 | 0 | 0 | 0 | 0 | 0 | 0 | 0 | 0 | 0 | 0 | 0 | 0
Interest |  |  |  | 0 | -426202.4245 | -410090.2463 | -392743.2505 | -374066.8025 | -353959.0145 | -332310.1904 | -309002.2272 | -283907.9704 | -256890.5208 | -227802.4872 | -196485.1825 | -162767.7583 | -126466.2723 | -87382.6853 | -45303.7803 | 0 | 0 | 0 | 0 | 0 | 0 | 0 | 0 | 0 | 0 | 0 | 0 | 0 | 0 | 0
Principal |  |  |  | 0 | -210235.3563 | -226347.5346 | -243694.5303 | -262370.9784 | -282478.7664 | -304127.5904 | -327435.5537 | -352529.8104 | -379547.2601 | -408635.2937 | -439952.5983 | -473670.0225 | -509971.5085 | -549055.0956 | -591134.0005 | 0 | 0 | 0 | 0 | 0 | 0 | 0 | 0 | 0 | 0 | 0 | 0 | 0 | 0 | 0
Loan Amortization
Beginning Balance |  |  |  | 0 | 5561185.8997 | 5350950.5434 | 5124603.0088 | 4880908.4785 | 4618537.5001 | 4336058.7337 | 4031931.1433 | 3704495.5896 | 3351965.7792 | 2972418.5191 | 2563783.2254 | 2123830.6271 | 1650160.6046 | 1140189.0961 | 591134.0005 | -1.5134e-09 | -1.5134e-09 | -1.5134e-09 | -1.5134e-09 | -1.5134e-09 | -1.5134e-09 | -1.5134e-09 | -1.5134e-09 | -1.5134e-09 | -1.5134e-09 | -1.5134e-09 | -1.5134e-09 | -1.5134e-09 | -1.5134e-09 | -1.5134e-09
Drawdowns |  |  |  | 5561185.8997 | 0 | 0 | 0 | 0 | 0 | 0 | 0 | 0 | 0 | 0 | 0 | 0 | 0 | 0 | 0 | 0 | 0 | 0 | 0 | 0 | 0 | 0 | 0 | 0 | 0 | 0 | 0 | 0 | 0 | 0
Principal Repayments |  |  |  | 0 | -210235.3563 | -226347.5346 | -243694.5303 | -262370.9784 | -282478.7664 | -304127.5904 | -327435.5537 | -352529.8104 | -379547.2601 | -408635.2937 | -439952.5983 | -473670.0225 | -509971.5085 | -549055.0956 | -591134.0005 | 0 | 0 | 0 | 0 | 0 | 0 | 0 | 0 | 0 | 0 | 0 | 0 | 0 | 0 | 0
Ending Balance |  |  |  | 5561185.8997 | 5350950.5434 | 5124603.0088 | 4880908.4785 | 4618537.5001 | 4336058.7337 | 4031931.1433 | 3704495.5896 | 3351965.7792 | 2972418.5191 | 2563783.2254 | 2123830.6271 | 1650160.6046 | 1140189.0961 | 591134.0005 | -1.5134e-09 | -1.5134e-09 | -1.5134e-09 | -1.5134e-09 | -1.5134e-09 | -1.5134e-09 | -1.5134e-09 | -1.5134e-09 | -1.5134e-09 | -1.5134e-09 | -1.5134e-09 | -1.5134e-09 | -1.5134e-09 | -1.5134e-09 | -1.5134e-09 | -1.5134e-09
Federal Depreciation: | Project Cost Allocation
Project/Contract Year | Before | % | After | 0 | 1 | 2 | 3 | 4 | 5 | 6 | 7 | 8 | 9 | 10 | 11 | 12 | 13 | 14 | 15 | 16 | 17 | 18 | 19 | 20 | 21 | 22 | 23 | 24 | 25 | 26 | 27 | 28 | 29 | 30
Depreciation Schedules, Half-Year Convention | Adjustments | Allocation | Adjustments
5 Year MACRS | 11761926.5559 | 95.15% | 10083150.241 |  | 20% | 32% | 19.2% | 11.52% | 11.52% | 5.76% | 0% | 0% | 0% | 0% | 0% | 0% | 0% | 0% | 0% | 0% | 0% | 0% | 0% | 0% | 0% | 0% | 0% | 0% | 0% | 0% | 0% | 0% | 0% | 0%
7 Year MACRS | 0 | 0% | 0 |  | 14.29% | 24.49% | 17.49% | 12.49% | 8.93% | 8.92% | 8.93% | 4.46% | 0% | 0% | 0% | 0% | 0% | 0% | 0% | 0% | 0% | 0% | 0% | 0% | 0% | 0% | 0% | 0% | 0% | 0% | 0% | 0% | 0% | 0%
15 Year MACRS | 245040.1366 | 1.982% | 210065.63 |  | 5% | 9.5% | 8.55% | 7.7% | 6.93% | 6.23% | 5.9% | 5.9% | 5.91% | 5.9% | 5.91% | 5.9% | 5.91% | 5.9% | 5.91% | 2.95% | 0% | 0% | 0% | 0% | 0% | 0% | 0% | 0% | 0% | 0% | 0% | 0% | 0% | 0%
20 Year MACRS | 0 | 0% | 0 |  | 3.75% | 7.219% | 6.677% | 6.177% | 5.713% | 5.285% | 4.888% | 4.522% | 4.462% | 4.461% | 4.462% | 4.461% | 4.462% | 4.461% | 4.462% | 4.461% | 4.462% | 4.461% | 4.462% | 4.461% | 2.231% | 0% | 0% | 0% | 0% | 0% | 0% | 0% | 0% | 0%
5 Year SL | 0 | 0% | 0 |  | 10% | 20% | 20% | 20% | 20% | 10% | 0% | 0% | 0% | 0% | 0% | 0% | 0% | 0% | 0% | 0% | 0% | 0% | 0% | 0% | 0% | 0% | 0% | 0% | 0% | 0% | 0% | 0% | 0% | 0%
15 Year SL | 0 | 0% | 0 |  | 3.33% | 6.67% | 6.67% | 6.67% | 6.67% | 6.67% | 6.67% | 6.67% | 6.67% | 6.67% | 6.67% | 6.66% | 6.66% | 6.66% | 6.66% | 3.33% | 0% | 0% | 0% | 0% | 0% | 0% | 0% | 0% | 0% | 0% | 0% | 0% | 0% | 0%
20 Year SL | 299561.567 | 2.423% | 256805.2327 |  | 2.5% | 5% | 5% | 5% | 5% | 5% | 5% | 5% | 5% | 5% | 5% | 5% | 5% | 5% | 5% | 5% | 5% | 5% | 5% | 5% | 2.5% | 0% | 0% | 0% | 0% | 0% | 0% | 0% | 0% | 0%
39 Year SL | 0 | 0% | 0 |  | 1.28% | 2.56% | 2.56% | 2.56% | 2.56% | 2.56% | 2.56% | 2.56% | 2.56% | 2.56% | 2.56% | 2.56% | 2.56% | 2.56% | 2.56% | 2.56% | 2.56% | 2.56% | 2.56% | 2.56% | 2.56% | 2.56% | 2.56% | 2.56% | 2.56% | 2.56% | 2.56% | 2.56% | 2.56% | 2.56%
Bonus Depreciation |  |  | 0 |  | 100% | 0% | 0% | 0% | 0% | 0% | 0% | 0% | 0% | 0% | 0% | 0% | 0% | 0% | 0% | 0% | 0% | 0% | 0% | 0% | 0% | 0% | 0% | 0% | 0% | 0% | 0% | 0% | 0% | 0%
Non-Depreciable | 54521.4304 | 0.4411% | 46739.6027
| Unadjusted |  | Adjusted
Project Cost Basis | 12361049.6898 | 100% | 10596760.7064
| OK | OK | OK
Adjustment to Cost Basis for ITC & Non-taxable Grants | 1764288.9834
Annual Depreciation Expense, Initial Installation
Total Project Cost, adj for ITC/Grant if applicable |  |  | check
5 Year MACRS |  |  | 10083150.241 |  | 2016630.0482 | 3226608.0771 | 1935964.8463 | 1161578.9078 | 1161578.9078 | 580789.4539 | 0 | 0 | 0 | 0 | 0 | 0 | 0 | 0 | 0 | 0 | 0 | 0 | 0 | 0 | 0 | 0 | 0 | 0 | 0 | 0 | 0 | 0 | 0 | 0
7 Year MACRS |  |  | 0 |  | 0 | 0 | 0 | 0 | 0 | 0 | 0 | 0 | 0 | 0 | 0 | 0 | 0 | 0 | 0 | 0 | 0 | 0 | 0 | 0 | 0 | 0 | 0 | 0 | 0 | 0 | 0 | 0 | 0 | 0
15 Year MACRS |  |  | 210065.63 |  | 10503.2815 | 19956.2349 | 17960.6114 | 16175.0535 | 14557.5482 | 13087.0888 | 12393.8722 | 12393.8722 | 12414.8787 | 12393.8722 | 12414.8787 | 12393.8722 | 12414.8787 | 12393.8722 | 12414.8787 | 6196.9361 | 0 | 0 | 0 | 0 | 0 | 0 | 0 | 0 | 0 | 0 | 0 | 0 | 0 | 0
20 Year MACRS |  |  | 0 |  | 0 | 0 | 0 | 0 | 0 | 0 | 0 | 0 | 0 | 0 | 0 | 0 | 0 | 0 | 0 | 0 | 0 | 0 | 0 | 0 | 0 | 0 | 0 | 0 | 0 | 0 | 0 | 0 | 0 | 0
5 Year SL |  |  | 0 |  | 0 | 0 | 0 | 0 | 0 | 0 | 0 | 0 | 0 | 0 | 0 | 0 | 0 | 0 | 0 | 0 | 0 | 0 | 0 | 0 | 0 | 0 | 0 | 0 | 0 | 0 | 0 | 0 | 0 | 0
15 Year SL |  |  | 0 |  | 0 | 0 | 0 | 0 | 0 | 0 | 0 | 0 | 0 | 0 | 0 | 0 | 0 | 0 | 0 | 0 | 0 | 0 | 0 | 0 | 0 | 0 | 0 | 0 | 0 | 0 | 0 | 0 | 0 | 0
20 Year SL |  |  | 256805.2327 |  | 6420.1308 | 12840.2616 | 12840.2616 | 12840.2616 | 12840.2616 | 12840.2616 | 12840.2616 | 12840.2616 | 12840.2616 | 12840.2616 | 12840.2616 | 12840.2616 | 12840.2616 | 12840.2616 | 12840.2616 | 12840.2616 | 12840.2616 | 12840.2616 | 12840.2616 | 12840.2616 | 6420.1308 | 0 | 0 | 0 | 0 | 0 | 0 | 0 | 0 | 0
39 Year SL |  |  | 0 |  | 0 | 0 | 0 | 0 | 0 | 0 | 0 | 0 | 0 | 0 | 0 | 0 | 0 | 0 | 0 | 0 | 0 | 0 | 0 | 0 | 0 | 0 | 0 | 0 | 0 | 0 | 0 | 0 | 0 | 0
Bonus Depreciation |  |  | 0 |  | 0 | 0 | 0 | 0 | 0 | 0 | 0 | 0 | 0 | 0 | 0 | 0 | 0 | 0 | 0 | 0 | 0 | 0 | 0 | 0 | 0 | 0 | 0 | 0 | 0 | 0 | 0 | 0 | 0 | 0
Non-Depreciable |  |  | 46739.6027
Total |  |  | 10596760.7064 | bar: 0
Annual Depreciation Expense, Repairs & Replacements
1st Replacement |  |  | 105000 |  | 0 | 0 | 0 | 0 | 0 | 0 | 0 | 0 | 0 | 0 | 0 | 105000 | 0 | 0 | 0 | 0 | 0 | 0 | 0 | 0 | 0 | 0 | 0 | 0 | 0 | 0 | 0 | 0 | 0 | 0
Depreciation Timing |  |  |  |  | 0 | 0 | 0 | 0 | 0 | 0 | 0 | 0 | 0 | 0 | 0 | 1 | 2 | 3 | 4 | 5 | 6 | 7 | 8 | 9 | 10 | 11 | 12 | 13 | 14 | 15 | 16 | 17 | 18 | 19
Depreciation Expense |  |  |  |  | 0 | 0 | 0 | 0 | 0 | 0 | 0 | 0 | 0 | 0 | 0 | 21000 | 33600 | 20160 | 12096 | 12096 | 6048 | 0 | 0 | 0 | 0 | 0 | 0 | 0 | 0 | 0 | 0 | 0 | 0 | 0
2nd Replacement |  |  | 0 |  | 0 | 0 | 0 | 0 | 0 | 0 | 0 | 0 | 0 | 0 | 0 | 0 | 0 | 0 | 0 | 0 | 0 | 0 | 0 | 0 | 0 | 0 | 0 | 0 | 0 | 0 | 0 | 0 | 0 | 0
Depreciation Timing |  |  |  |  | 0 | 0 | 0 | 0 | 0 | 0 | 0 | 0 | 0 | 0 | 0 | 0 | 0 | 0 | 0 | 0 | 0 | 0 | 0 | 0 | 0 | 0 | 0 | 0 | 0 | 0 | 0 | 0 | 0 | 0
Depreciation Expense |  |  |  |  | 0 | 0 | 0 | 0 | 0 | 0 | 0 | 0 | 0 | 0 | 0 | 0 | 0 | 0 | 0 | 0 | 0 | 0 | 0 | 0 | 0 | 0 | 0 | 0 | 0 | 0 | 0 | 0 | 0 | 0
3rd Replacement |  |  | 0 |  | 0 | 0 | 0 | 0 | 0 | 0 | 0 | 0 | 0 | 0 | 0 | 0 | 0 | 0 | 0 | 0 | 0 | 0 | 0 | 0 | 0 | 0 | 0 | 0 | 0 | 0 | 0 | 0 | 0 | 0
Depreciation Timing |  |  |  |  | 0 | 0 | 0 | 0 | 0 | 0 | 0 | 0 | 0 | 0 | 0 | 0 | 0 | 0 | 0 | 0 | 0 | 0 | 0 | 0 | 0 | 0 | 0 | 0 | 0 | 0 | 0 | 0 | 0 | 0
Depreciation Expense |  |  |  |  | 0 | 0 | 0 | 0 | 0 | 0 | 0 | 0 | 0 | 0 | 0 | 0 | 0 | 0 | 0 | 0 | 0 | 0 | 0 | 0 | 0 | 0 | 0 | 0 | 0 | 0 | 0 | 0 | 0 | 0
4th Replacement |  |  | 0 |  | 0 | 0 | 0 | 0 | 0 | 0 | 0 | 0 | 0 | 0 | 0 | 0 | 0 | 0 | 0 | 0 | 0 | 0 | 0 | 0 | 0 | 0 | 0 | 0 | 0 | 0 | 0 | 0 | 0 | 0
Depreciation Timing |  |  |  |  | 0 | 0 | 0 | 0 | 0 | 0 | 0 | 0 | 0 | 0 | 0 | 0 | 0 | 0 | 0 | 0 | 0 | 0 | 0 | 0 | 0 | 0 | 0 | 0 | 0 | 0 | 0 | 0 | 0 | 0
Depreciation Expense |  |  |  |  | 0 | 0 | 0 | 0 | 0 | 0 | 0 | 0 | 0 | 0 | 0 | 0 | 0 | 0 | 0 | 0 | 0 | 0 | 0 | 0 | 0 | 0 | 0 | 0 | 0 | 0 | 0 | 0 | 0 | 0
Annual Depreciation Expense (Federal) |  |  |  |  | 2033553.4605 | 3259404.5736 | 1966765.7193 | 1190594.2229 | 1188976.7176 | 606716.8043 | 25234.1338 | 25234.1338 | 25255.1404 | 25234.1338 | 25255.1404 | 46234.1338 | 58855.1404 | 45394.1338 | 37351.1404 | 31133.1977 | 18888.2616 | 12840.2616 | 12840.2616 | 12840.2616 | 6420.1308 | 0 | 0 | 0 | 0 | 0 | 0 | 0 | 0 | 0
Annual Depreciation Benefit (Federal) |  |  |  |  | 427046.2267 | 684474.9605 | 413020.801 | 250024.7868 | 249685.1107 | 127410.5289 | 5299.1681 | 5299.1681 | 5303.5795 | 5299.1681 | 5303.5795 | 9709.1681 | 12359.5795 | 9532.7681 | 7843.7395 | 6537.9715 | 3966.5349 | 2696.4549 | 2696.4549 | 2696.4549 | 1348.2275 | 0 | 0 | 0 | 0 | 0 | 0 | 0 | 0 | 0
State Depreciation: | Project Cost Allocation
Project/Contract Year | Before | % | After | 0 | 1 | 2 | 3 | 4 | 5 | 6 | 7 | 8 | 9 | 10 | 11 | 12 | 13 | 14 | 15 | 16 | 17 | 18 | 19 | 20 | 21 | 22 | 23 | 24 | 25 | 26 | 27 | 28 | 29 | 30
Depreciation Schedules, Half-Year Convention | Adjustments | Allocation | Adjustments
5 Year MACRS | 11761926.5559 | 95.15% | 10083150.241 |  | 20% | 32% | 19.2% | 11.52% | 11.52% | 5.76% | 0% | 0% | 0% | 0% | 0% | 0% | 0% | 0% | 0% | 0% | 0% | 0% | 0% | 0% | 0% | 0% | 0% | 0% | 0% | 0% | 0% | 0% | 0% | 0%
7 Year MACRS | 0 | 0% | 0 |  | 14.29% | 24.49% | 17.49% | 12.49% | 8.93% | 8.92% | 8.93% | 4.46% | 0% | 0% | 0% | 0% | 0% | 0% | 0% | 0% | 0% | 0% | 0% | 0% | 0% | 0% | 0% | 0% | 0% | 0% | 0% | 0% | 0% | 0%
15 Year MACRS | 245040.1366 | 1.982% | 210065.63 |  | 5% | 9.5% | 8.55% | 7.7% | 6.93% | 6.23% | 5.9% | 5.9% | 5.91% | 5.9% | 5.91% | 5.9% | 5.91% | 5.9% | 5.91% | 2.95% | 0% | 0% | 0% | 0% | 0% | 0% | 0% | 0% | 0% | 0% | 0% | 0% | 0% | 0%
20 Year MACRS | 0 | 0% | 0 |  | 3.75% | 7.219% | 6.677% | 6.177% | 5.713% | 5.285% | 4.888% | 4.522% | 4.462% | 4.461% | 4.462% | 4.461% | 4.462% | 4.461% | 4.462% | 4.461% | 4.462% | 4.461% | 4.462% | 4.461% | 2.231% | 0% | 0% | 0% | 0% | 0% | 0% | 0% | 0% | 0%
5 Year SL | 0 | 0% | 0 |  | 10% | 20% | 20% | 20% | 20% | 10% | 0% | 0% | 0% | 0% | 0% | 0% | 0% | 0% | 0% | 0% | 0% | 0% | 0% | 0% | 0% | 0% | 0% | 0% | 0% | 0% | 0% | 0% | 0% | 0%
15 Year SL | 0 | 0% | 0 |  | 3.33% | 6.67% | 6.67% | 6.67% | 6.67% | 6.67% | 6.67% | 6.67% | 6.67% | 6.67% | 6.67% | 6.66% | 6.66% | 6.66% | 6.66% | 3.33% | 0% | 0% | 0% | 0% | 0% | 0% | 0% | 0% | 0% | 0% | 0% | 0% | 0% | 0%
20 Year SL | 299561.567 | 2.423% | 256805.2327 |  | 2.5% | 5% | 5% | 5% | 5% | 5% | 5% | 5% | 5% | 5% | 5% | 5% | 5% | 5% | 5% | 5% | 5% | 5% | 5% | 5% | 2.5% | 0% | 0% | 0% | 0% | 0% | 0% | 0% | 0% | 0%
39 Year SL | 0 | 0% | 0 |  | 1.28% | 2.56% | 2.56% | 2.56% | 2.56% | 2.56% | 2.56% | 2.56% | 2.56% | 2.56% | 2.56% | 2.56% | 2.56% | 2.56% | 2.56% | 2.56% | 2.56% | 2.56% | 2.56% | 2.56% | 2.56% | 2.56% | 2.56% | 2.56% | 2.56% | 2.56% | 2.56% | 2.56% | 2.56% | 2.56%
Non-Depreciable | 54521.4304 | 0.4411% | 46739.6027
| Unadjusted |  | Adjusted
Project Cost Basis | 12361049.6898 | 100% | 10596760.7064
| OK | OK | OK
Adjustment to Cost Basis for ITC & Non-taxable Grants | 1764288.9834
Annual Depreciation Expense, Initial Installation
Total Project Cost, adj for ITC/Grant if applicable |  |  | check
5 Year MACRS |  |  | 10083150.241 |  | 2016630.0482 | 3226608.0771 | 1935964.8463 | 1161578.9078 | 1161578.9078 | 580789.4539 | 0 | 0 | 0 | 0 | 0 | 0 | 0 | 0 | 0 | 0 | 0 | 0 | 0 | 0 | 0 | 0 | 0 | 0 | 0 | 0 | 0 | 0 | 0 | 0
7 Year MACRS |  |  | 0 |  | 0 | 0 | 0 | 0 | 0 | 0 | 0 | 0 | 0 | 0 | 0 | 0 | 0 | 0 | 0 | 0 | 0 | 0 | 0 | 0 | 0 | 0 | 0 | 0 | 0 | 0 | 0 | 0 | 0 | 0
15 Year MACRS |  |  | 210065.63 |  | 10503.2815 | 19956.2349 | 17960.6114 | 16175.0535 | 14557.5482 | 13087.0888 | 12393.8722 | 12393.8722 | 12414.8787 | 12393.8722 | 12414.8787 | 12393.8722 | 12414.8787 | 12393.8722 | 12414.8787 | 6196.9361 | 0 | 0 | 0 | 0 | 0 | 0 | 0 | 0 | 0 | 0 | 0 | 0 | 0 | 0
20 Year MACRS |  |  | 0 |  | 0 | 0 | 0 | 0 | 0 | 0 | 0 | 0 | 0 | 0 | 0 | 0 | 0 | 0 | 0 | 0 | 0 | 0 | 0 | 0 | 0 | 0 | 0 | 0 | 0 | 0 | 0 | 0 | 0 | 0
5 Year SL |  |  | 0 |  | 0 | 0 | 0 | 0 | 0 | 0 | 0 | 0 | 0 | 0 | 0 | 0 | 0 | 0 | 0 | 0 | 0 | 0 | 0 | 0 | 0 | 0 | 0 | 0 | 0 | 0 | 0 | 0 | 0 | 0
15 Year SL |  |  | 0 |  | 0 | 0 | 0 | 0 | 0 | 0 | 0 | 0 | 0 | 0 | 0 | 0 | 0 | 0 | 0 | 0 | 0 | 0 | 0 | 0 | 0 | 0 | 0 | 0 | 0 | 0 | 0 | 0 | 0 | 0
20 Year SL |  |  | 256805.2327 |  | 6420.1308 | 12840.2616 | 12840.2616 | 12840.2616 | 12840.2616 | 12840.2616 | 12840.2616 | 12840.2616 | 12840.2616 | 12840.2616 | 12840.2616 | 12840.2616 | 12840.2616 | 12840.2616 | 12840.2616 | 12840.2616 | 12840.2616 | 12840.2616 | 12840.2616 | 12840.2616 | 6420.1308 | 0 | 0 | 0 | 0 | 0 | 0 | 0 | 0 | 0
39 Year SL |  |  | 0 |  | 0 | 0 | 0 | 0 | 0 | 0 | 0 | 0 | 0 | 0 | 0 | 0 | 0 | 0 | 0 | 0 | 0 | 0 | 0 | 0 | 0 | 0 | 0 | 0 | 0 | 0 | 0 | 0 | 0 | 0
Non-Depreciable |  |  | 46739.6027
Total |  |  | 10596760.7064 | bar: 0
Annual Depreciation Expense, Repairs & Replacements
1st Replacement |  |  | 105000 |  | 0 | 0 | 0 | 0 | 0 | 0 | 0 | 0 | 0 | 0 | 0 | 105000 | 0 | 0 | 0 | 0 | 0 | 0 | 0 | 0 | 0 | 0 | 0 | 0 | 0 | 0 | 0 | 0 | 0 | 0
Depreciation Timing |  |  |  |  | 0 | 0 | 0 | 0 | 0 | 0 | 0 | 0 | 0 | 0 | 0 | 1 | 2 | 3 | 4 | 5 | 6 | 7 | 8 | 9 | 10 | 11 | 12 | 13 | 14 | 15 | 16 | 17 | 18 | 19
Depreciation Expense |  |  |  |  | 0 | 0 | 0 | 0 | 0 | 0 | 0 | 0 | 0 | 0 | 0 | 21000 | 33600 | 20160 | 12096 | 12096 | 6048 | 0 | 0 | 0 | 0 | 0 | 0 | 0 | 0 | 0 | 0 | 0 | 0 | 0
2nd Replacement |  |  | 0 |  | 0 | 0 | 0 | 0 | 0 | 0 | 0 | 0 | 0 | 0 | 0 | 0 | 0 | 0 | 0 | 0 | 0 | 0 | 0 | 0 | 0 | 0 | 0 | 0 | 0 | 0 | 0 | 0 | 0 | 0
Depreciation Timing |  |  |  |  | 0 | 0 | 0 | 0 | 0 | 0 | 0 | 0 | 0 | 0 | 0 | 0 | 0 | 0 | 0 | 0 | 0 | 0 | 0 | 0 | 0 | 0 | 0 | 0 | 0 | 0 | 0 | 0 | 0 | 0
Depreciation Expense |  |  |  |  | 0 | 0 | 0 | 0 | 0 | 0 | 0 | 0 | 0 | 0 | 0 | 0 | 0 | 0 | 0 | 0 | 0 | 0 | 0 | 0 | 0 | 0 | 0 | 0 | 0 | 0 | 0 | 0 | 0 | 0
3rd Replacement |  |  | 0 |  | 0 | 0 | 0 | 0 | 0 | 0 | 0 | 0 | 0 | 0 | 0 | 0 | 0 | 0 | 0 | 0 | 0 | 0 | 0 | 0 | 0 | 0 | 0 | 0 | 0 | 0 | 0 | 0 | 0 | 0
Depreciation Timing |  |  |  |  | 0 | 0 | 0 | 0 | 0 | 0 | 0 | 0 | 0 | 0 | 0 | 0 | 0 | 0 | 0 | 0 | 0 | 0 | 0 | 0 | 0 | 0 | 0 | 0 | 0 | 0 | 0 | 0 | 0 | 0
Depreciation Expense |  |  |  |  | 0 | 0 | 0 | 0 | 0 | 0 | 0 | 0 | 0 | 0 | 0 | 0 | 0 | 0 | 0 | 0 | 0 | 0 | 0 | 0 | 0 | 0 | 0 | 0 | 0 | 0 | 0 | 0 | 0 | 0
4th Replacement |  |  | 0 |  | 0 | 0 | 0 | 0 | 0 | 0 | 0 | 0 | 0 | 0 | 0 | 0 | 0 | 0 | 0 | 0 | 0 | 0 | 0 | 0 | 0 | 0 | 0 | 0 | 0 | 0 | 0 | 0 | 0 | 0
Depreciation Timing |  |  |  |  | 0 | 0 | 0 | 0 | 0 | 0 | 0 | 0 | 0 | 0 | 0 | 0 | 0 | 0 | 0 | 0 | 0 | 0 | 0 | 0 | 0 | 0 | 0 | 0 | 0 | 0 | 0 | 0 | 0 | 0
Depreciation Expense |  |  |  |  | 0 | 0 | 0 | 0 | 0 | 0 | 0 | 0 | 0 | 0 | 0 | 0 | 0 | 0 | 0 | 0 | 0 | 0 | 0 | 0 | 0 | 0 | 0 | 0 | 0 | 0 | 0 | 0 | 0 | 0
Annual Depreciation Expense (State) |  |  |  |  | 2033553.4605 | 3259404.5736 | 1966765.7193 | 1190594.2229 | 1188976.7176 | 606716.8043 | 25234.1338 | 25234.1338 | 25255.1404 | 25234.1338 | 25255.1404 | 46234.1338 | 58855.1404 | 45394.1338 | 37351.1404 | 31133.1977 | 18888.2616 | 12840.2616 | 12840.2616 | 12840.2616 | 6420.1308 | 0 | 0 | 0 | 0 | 0 | 0 | 0 | 0 | 0
Annual Depreciation Benefit (State) |  |  |  |  | 183019.8114 | 293346.4116 | 177008.9147 | 107153.4801 | 107007.9046 | 54604.5124 | 2271.072 | 2271.072 | 2272.9626 | 2271.072 | 2272.9626 | 4161.072 | 5296.9626 | 4085.472 | 3361.6026 | 2801.9878 | 1699.9435 | 1155.6235 | 1155.6235 | 1155.6235 | 577.8118 | 0 | 0 | 0 | 0 | 0 | 0 | 0 | 0 | 0
Operating Loss Carry-Forward, if applicable:
Federal Carry-Forward
Federal Taxable Income / (Operating Loss) |  |  |  |  | -1555253.4041 | -2777719.1318 | -1480474.0262 | -698489.4229 | -689753.7962 | -98964.8657 | 492571.9176 | 504274.2869 | 517736.7191 | 533165.4433 | 550630.841 | 548228.4077 | 556503.5774 | 594528.8282 | 629962.6551 | 666622.7719 | 663827.6471 | 654652.095 | 639239.8957 | 623633.7702 | 649498.9527 | 665805.5924 | 675029.6402 | 684212.7744 | 693668.3216 | 703170.0859 | 708413.8682 | 690115.0749 | 671573.4517 | 652782.2809
Operating Loss Carry-Forward, Beginning Balance |  |  |  |  | 0 | 1555253.4041 | 4332972.5359 | 5813446.5621 | 6511935.985 | 7201689.7812 | 7300654.6469 | 6808082.7293 | 6303808.4423 | 5786071.7233 | 5252906.28 | 4702275.439 | 4154047.0313 | 3597543.4539 | 3003014.6257 | 2373051.9705 | 1706429.1986 | 1042601.5515 | 387949.4565 | 0 | 0 | 0 | 0 | 0 | 0 | 0 | 0 | 0 | 0 | 0
Additional Operating Loss Carried-Forward |  |  |  |  | 1555253.4041 | 2777719.1318 | 1480474.0262 | 698489.4229 | 689753.7962 | 98964.8657 | 0 | 0 | 0 | 0 | 0 | 0 | 0 | 0 | 0 | 0 | 0 | 0 | 0 | 0 | 0 | 0 | 0 | 0 | 0 | 0 | 0 | 0 | 0 | 0
Utilization of Operating Loss Carry-Forward |  |  |  |  | 0 | 0 | 0 | 0 | 0 | 0 | -492571.9176 | -504274.2869 | -517736.7191 | -533165.4433 | -550630.841 | -548228.4077 | -556503.5774 | -594528.8282 | -629962.6551 | -666622.7719 | -663827.6471 | -654652.095 | -387949.4565 | 0 | 0 | 0 | 0 | 0 | 0 | 0 | 0 | 0 | 0 | 0
Operating Loss Carry-Forward, Ending Balance |  |  |  |  | 1555253.4041 | 4332972.5359 | 5813446.5621 | 6511935.985 | 7201689.7812 | 7300654.6469 | 6808082.7293 | 6303808.4423 | 5786071.7233 | 5252906.28 | 4702275.439 | 4154047.0313 | 3597543.4539 | 3003014.6257 | 2373051.9705 | 1706429.1986 | 1042601.5515 | 387949.4565 | 0 | 0 | 0 | 0 | 0 | 0 | 0 | 0 | 0 | 0 | 0 | 0
Taxable Income with Operating Loss Carry-Forward (Federal) |  |  |  |  | 0 | 0 | 0 | 0 | 0 | 0 | 0 | 0 | 0 | 0 | 0 | 0 | 0 | 0 | 0 | 0 | 0 | 0 | 251290.4392 | 623633.7702 | 649498.9527 | 665805.5924 | 675029.6402 | 684212.7744 | 693668.3216 | 703170.0859 | 708413.8682 | 690115.0749 | 671573.4517 | 652782.2809
State Carry-Forward
State Taxable Income / (Operating Loss) |  |  |  |  | -1555253.4041 | -2777719.1318 | -1480474.0262 | -698489.4229 | -689753.7962 | -98964.8657 | 492571.9176 | 504274.2869 | 517736.7191 | 533165.4433 | 550630.841 | 548228.4077 | 556503.5774 | 594528.8282 | 629962.6551 | 666622.7719 | 663827.6471 | 654652.095 | 639239.8957 | 623633.7702 | 649498.9527 | 665805.5924 | 675029.6402 | 684212.7744 | 693668.3216 | 703170.0859 | 708413.8682 | 690115.0749 | 671573.4517 | 652782.2809
Operating Loss Carry-Forward, Beginning Balance |  |  |  |  | 0 | 1555253.4041 | 4332972.5359 | 5813446.5621 | 6511935.985 | 7201689.7812 | 7300654.6469 | 6808082.7293 | 6303808.4423 | 5786071.7233 | 5252906.28 | 4702275.439 | 4154047.0313 | 3597543.4539 | 3003014.6257 | 2373051.9705 | 1706429.1986 | 1042601.5515 | 387949.4565 | 0 | 0 | 0 | 0 | 0 | 0 | 0 | 0 | 0 | 0 | 0
Additional Operating Loss Carried-Forward |  |  |  |  | 1555253.4041 | 2777719.1318 | 1480474.0262 | 698489.4229 | 689753.7962 | 98964.8657 | 0 | 0 | 0 | 0 | 0 | 0 | 0 | 0 | 0 | 0 | 0 | 0 | 0 | 0 | 0 | 0 | 0 | 0 | 0 | 0 | 0 | 0 | 0 | 0
Utilization of Operating Loss Carry-Forward |  |  |  |  | 0 | 0 | 0 | 0 | 0 | 0 | -492571.9176 | -504274.2869 | -517736.7191 | -533165.4433 | -550630.841 | -548228.4077 | -556503.5774 | -594528.8282 | -629962.6551 | -666622.7719 | -663827.6471 | -654652.095 | -387949.4565 | 0 | 0 | 0 | 0 | 0 | 0 | 0 | 0 | 0 | 0 | 0
Operating Loss Carry-Forward, Ending Balance |  |  |  |  | 1555253.4041 | 4332972.5359 | 5813446.5621 | 6511935.985 | 7201689.7812 | 7300654.6469 | 6808082.7293 | 6303808.4423 | 5786071.7233 | 5252906.28 | 4702275.439 | 4154047.0313 | 3597543.4539 | 3003014.6257 | 2373051.9705 | 1706429.1986 | 1042601.5515 | 387949.4565 | 0 | 0 | 0 | 0 | 0 | 0 | 0 | 0 | 0 | 0 | 0 | 0
Taxable Income with Operating Loss Carry-Forward (State) |  |  |  |  | 0 | 0 | 0 | 0 | 0 | 0 | 0 | 0 | 0 | 0 | 0 | 0 | 0 | 0 | 0 | 0 | 0 | 0 | 251290.4392 | 623633.7702 | 649498.9527 | 665805.5924 | 675029.6402 | 684212.7744 | 693668.3216 | 703170.0859 | 708413.8682 | 690115.0749 | 671573.4517 | 652782.2809
Federal Tax Credit Benefits, if applicable:
Federal ITC (as generated) |  |  |  |  | 3528577.9668 | 0 | 0 | 0 | 0 | 0 | 0 | 0 | 0 | 0 | 0 | 0 | 0 | 0 | 0 | 0 | 0 | 0 | 0 | 0 | 0 | 0 | 0 | 0 | 0 | 0 | 0 | 0 | 0 | 0
Federal PTC (as generated) |  |  |  |  | 0 | 0 | 0 | 0 | 0 | 0 | 0 | 0 | 0 | 0 | 0 | 0 | 0 | 0 | 0 | 0 | 0 | 0 | 0 | 0 | 0 | 0 | 0 | 0 | 0 | 0 | 0 | 0 | 0 | 0
Applicable Tax Credits, as generated |  |  |  |  | 3528577.9668 | 0 | 0 | 0 | 0 | 0 | 0 | 0 | 0 | 0 | 0 | 0 | 0 | 0 | 0 | 0 | 0 | 0 | 0 | 0 | 0 | 0 | 0 | 0 | 0 | 0 | 0 | 0 | 0 | 0
Carry-Forward Scenario:
Federal Income Taxes Saved / (Paid), before ITC/PTC |  |  |  |  | N/A | N/A | N/A | N/A | N/A | N/A | N/A | N/A | N/A | N/A | N/A | N/A | N/A | N/A | N/A | N/A | N/A | N/A | N/A | N/A | N/A | N/A | N/A | N/A | N/A | N/A | N/A | N/A | N/A | N/A
Tax Benefit Carry-Forward, Beginning Balance |  |  |  |  | 0 | 0 | 0 | 0 | 0 | 0 | 0 | 0 | 0 | 0 | 0 | 0 | 0 | 0 | 0 | 0 | 0 | 0 | 0 | 0 | 0 | 0 | 0 | 0 | 0 | 0 | 0 | 0 | 0 | 0
Additional Tax Benefit Carry-Forward |  |  |  |  | 0 | 0 | 0 | 0 | 0 | 0 | 0 | 0 | 0 | 0 | 0 | 0 | 0 | 0 | 0 | 0 | 0 | 0 | 0 | 0 | 0 | 0 | 0 | 0 | 0 | 0 | 0 | 0 | 0 | 0
Utilization of Tax Benefit Carry-Forward |  |  |  |  | 0 | 0 | 0 | 0 | 0 | 0 | 0 | 0 | 0 | 0 | 0 | 0 | 0 | 0 | 0 | 0 | 0 | 0 | 0 | 0 | 0 | 0 | 0 | 0 | 0 | 0 | 0 | 0 | 0 | 0
Tax Benefit Carry-Forward, Ending Balance |  |  |  | 0 | 0 | 0 | 0 | 0 | 0 | 0 | 0 | 0 | 0 | 0 | 0 | 0 | 0 | 0 | 0 | 0 | 0 | 0 | 0 | 0 | 0 | 0 | 0 | 0 | 0 | 0 | 0 | 0 | 0 | 0
State Tax Credit Benefits, if applicable:
State ITC (as generated) |  |  |  |  | 0 | 0 | 0 | 0 | 0 | 0 | 0 | 0 | 0 | 0 | 0 | 0 | 0 | 0 | 0 | 0 | 0 | 0 | 0 | 0 | 0 | 0 | 0 | 0 | 0 | 0 | 0 | 0 | 0 | 0
State PTC (as generated) |  |  |  |  | 0 | 0 | 0 | 0 | 0 | 0 | 0 | 0 | 0 | 0 | 0 | 0 | 0 | 0 | 0 | 0 | 0 | 0 | 0 | 0 | 0 | 0 | 0 | 0 | 0 | 0 | 0 | 0 | 0 | 0
Applicable Tax Credits, as generated |  |  |  |  | 0 | 0 | 0 | 0 | 0 | 0 | 0 | 0 | 0 | 0 | 0 | 0 | 0 | 0 | 0 | 0 | 0 | 0 | 0 | 0 | 0 | 0 | 0 | 0 | 0 | 0 | 0 | 0 | 0 | 0
Carry-Forward Scenario:
State Income Taxes Saved / (Paid), before ITC/PTC |  |  |  |  | N/A | N/A | N/A | N/A | N/A | N/A | N/A | N/A | N/A | N/A | N/A | N/A | N/A | N/A | N/A | N/A | N/A | N/A | N/A | N/A | N/A | N/A | N/A | N/A | N/A | N/A | N/A | N/A | N/A | N/A
Tax Benefit Carry-Forward, Beginning Balance |  |  |  |  | 0 | 0 | 0 | 0 | 0 | 0 | 0 | 0 | 0 | 0 | 0 | 0 | 0 | 0 | 0 | 0 | 0 | 0 | 0 | 0 | 0 | 0 | 0 | 0 | 0 | 0 | 0 | 0 | 0 | 0
Additional Tax Benefit Carry-Forward |  |  |  |  | 0 | 0 | 0 | 0 | 0 | 0 | 0 | 0 | 0 | 0 | 0 | 0 | 0 | 0 | 0 | 0 | 0 | 0 | 0 | 0 | 0 | 0 | 0 | 0 | 0 | 0 | 0 | 0 | 0 | 0
Utilization of Tax Benefit Carry-Forward |  |  |  |  | 0 | 0 | 0 | 0 | 0 | 0 | 0 | 0 | 0 | 0 | 0 | 0 | 0 | 0 | 0 | 0 | 0 | 0 | 0 | 0 | 0 | 0 | 0 | 0 | 0 | 0 | 0 | 0 | 0 | 0
Tax Benefit Carry-Forward, Ending Balance |  |  |  | 0 | 0 | 0 | 0 | 0 | 0 | 0 | 0 | 0 | 0 | 0 | 0 | 0 | 0 | 0 | 0 | 0 | 0 | 0 | 0 | 0 | 0 | 0 | 0 | 0 | 0 | 0 | 0 | 0 | 0 | 0
Reserve Accounts:
Beginning Balance |  |  |  | 0 | 0 | 0 | 10500 | 21000 | 31500 | 42000 | 52500 | 63000 | 73500 | 84000 | 94500 | 105000 | 0 | 0 | 0 | 0 | 0 | 0 | 0 | 0 | 0 | 0 | 0 | 0 | 0 | 0 | 0 | 0 | 0 | 0
Debt Service Reserve |  |  |  | 0 | 0 | 0 | 0 | 0 | 0 | 0 | 0 | 0 | 0 | 0 | 0 | 0 | 0 | 0 | 0 | 0 | 0 | 0 | 0 | 0 | 0 | 0 | 0 | 0 | 0 | 0 | 0 | 0 | 0 | 0
O&M/Working Capital Reserve |  |  |  | 0 | 0 | 0 | 0 | 0 | 0 | 0 | 0 | 0 | 0 | 0 | 0 | 0 | 0 | 0 | 0 | 0 | 0 | 0 | 0 | 0 | 0 | 0 | 0 | 0 | 0 | 0 | 0 | 0 | 0 | 0
Major Equipment Replacement Reserves #1 |  | (max funding period, yrs) | 10 | 0 | 0 | 10500 | 10500 | 10500 | 10500 | 10500 | 10500 | 10500 | 10500 | 10500 | 10500 | -105000 | 0 | 0 | 0 | 0 | 0 | 0 | 0 | 0 | 0 | 0 | 0 | 0 | 0 | 0 | 0 | 0 | 0 | 0
Major Equipment Replacement Reserves #2 |  | (max funding period, yrs) | 10 | 0 | 0 | 0 | 0 | 0 | 0 | 0 | 0 | 0 | 0 | 0 | 0 | 0 | 0 | 0 | 0 | 0 | 0 | 0 | 0 | 0 | 0 | 0 | 0 | 0 | 0 | 0 | 0 | 0 | 0 | 0
Major Equipment Replacement Reserves #3 |  | (max funding period, yrs) | 10 | 0 | 0 | 0 | 0 | 0 | 0 | 0 | 0 | 0 | 0 | 0 | 0 | 0 | 0 | 0 | 0 | 0 | 0 | 0 | 0 | 0 | 0 | 0 | 0 | 0 | 0 | 0 | 0 | 0 | 0 | 0
Major Equipment Replacement Reserves #4 |  | (max funding period, yrs) | 10 | 0 | 0 | 0 | 0 | 0 | 0 | 0 | 0 | 0 | 0 | 0 | 0 | 0 | 0 | 0 | 0 | 0 | 0 | 0 | 0 | 0 | 0 | 0 | 0 | 0 | 0 | 0 | 0 | 0 | 0 | 0
Decommissioning Reserve |  |  |  | 0 | 0 | 0 | 0 | 0 | 0 | 0 | 0 | 0 | 0 | 0 | 0 | 0 | 0 | 0 | 0 | 0 | 0 | 0 | 0 | 0 | 0 | 0 | 0 | 0 | 0 | 0 | 0 | 0 | 0 | 0
Ending Balance |  |  |  | 0 | 0 | 10500 | 21000 | 31500 | 42000 | 52500 | 63000 | 73500 | 84000 | 94500 | 105000 | 0 | 0 | 0 | 0 | 0 | 0 | 0 | 0 | 0 | 0 | 0 | 0 | 0 | 0 | 0 | 0 | 0 | 0 | 0
Interest on Reserves |  |  |  |  | 0 | 105 | 315 | 525 | 735 | 945 | 1155 | 1365 | 1575 | 1785 | 1995 | 1050 | 0 | 0 | 0 | 0 | 0 | 0 | 0 | 0 | 0 | 0 | 0 | 0 | 0 | 0 | 0 | 0 | 0 | 0
Annual Contributions to/(Liquidations of) Reserves |  |  |  |  | 0 | 10500 | 10500 | 10500 | 10500 | 10500 | 10500 | 10500 | 10500 | 10500 | 10500 | -105000 | 0 | 0 | 0 | 0 | 0 | 0 | 0 | 0 | 0 | 0 | 0 | 0 | 0 | 0 | 0 | 0 | 0 | 0
COE Data Tables |  |  |  | 1: NPV; 5: NPV; 9: NPV; 12: Range Min; 13: Range Max
Calculation of COE when tax benefits are "Carried Forward" |  |  |  | 1: -15063.2073; 5: -15063.2073; 9: -15063.2073; 12: 18.6; 13: 18.7
|  |  |  | 0 | -6513265.2221 |  |  | 10 | -3047696.4056 |  |  | 18 | -243043.4394
|  |  |  | 10 | -3047696.4056 | -3047696.4056 |  | 11 | -2698215.1698 |  |  | 18.1 | -207969.5575
|  |  |  | 20 | 458434.1979 |  | 458434.1979 | 12 | -2347476.3512 |  |  | 18.2 | -172895.6757
|  |  |  | 30 | 3972923.569 |  |  | 13 | -1996737.5326 |  |  | 18.3 | -137821.7938
|  |  |  | 40 | 7501101.0885 |  |  | 14 | -1645998.7139 |  |  | 18.4 | -102747.9119
|  |  |  | 50 | 11044749.3986 |  |  | 15 | -1295259.8953 |  |  | 18.5 | -67674.0301
|  |  |  | 60 | 14591697.7509 |  |  | 16 | -944521.0767 |  |  | 18.6 | -32600.1482 | -32600.1482
|  |  |  | 70 | 18147181.2966 |  |  | 17 | -593782.258 |  |  | 18.7 | 2473.7336 |  | 2473.7336
|  |  |  | 80 | 21703467.8197 |  |  | 18 | -243043.4394 | -243043.4394 |  | 18.8 | 37547.6155
|  |  |  | 90 | 25259754.3427 |  |  | 19 | 107695.3792 |  | 107695.3792 | 18.9 | 72621.4974
|  |  |  | 100 | 28816040.8658 |  |  | 20 | 458434.1979 |  |  | 19 | 107695.3792
Note on E65: NOTE: If operating loss carry-forward is NOT applied, the values in the "Taxable Income" lines should be the same.
Note on C104: Note: Adjustments include (if applicable): reduction of cost basis by 50% of ITC (or ITC Cash Grant), reduction of cost basis for other non-taxable grants, and allocation of Bonus Depreciation.
Note on E104: Note: Adjustments include (if applicable): reduction of cost basis by 50% of ITC (or ITC Cash Grant), reduction of cost basis for other non-taxable grants, and allocation of Bonus Depreciation.
Note on C117: This will throw an error for Small Solar but the result is unaffected.
Note on C118: [Threaded comment] Your version of Excel allows you to read this threaded comment; however, any edits to it will get removed if the file is opened in a newer version of Excel. Learn more: https://go.microsoft.com/fwlink/?linkid=870924 Comment: Confirm - should include adjustments for both state and federal grants?
Note on C155: Note: Adjustments include (if applicable): reduction of cost basis by 50% of ITC (or ITC Cash Grant), reduction of cost basis for other non-taxable grants, and allocation of Bonus Depreciation.
Note on E155: Note: Adjustments include (if applicable): reduction of cost basis by 50% of ITC (or ITC Cash Grant), reduction of cost basis for other non-taxable grants, and allocation of Bonus Depreciation.
Note on C167: This will throw an error for Small Solar but the result is unaffected.
Note on C168: [Threaded comment] Your version of Excel allows you to read this threaded comment; however, any edits to it will get removed if the file is opened in a newer version of Excel. Learn more: https://go.microsoft.com/fwlink/?linkid=870924 Comment: Confirm - should include adjustments for both state and federal grants?
Note on G235: Note: ITC earned in first quarter of operation assumed eligible to offset tax on state income taxes saved in first operating year, when applicable. Remainder of ITC carried forward.
Note on B262: If decommissioning paid for through operations (e.g. a decommissioning reserve account) then the "Ending Balance" in the project's final operating year should equal the total decommission reserve requirement specified on the inputs tab; if decommissioning is paid for from the salvage value of the equipment, then the "Ending Balance" in the project's final operating year should be zero.

## Complex Inputs
Complex Inputs for Deriving Total Project Capital Cost, if applicable
Sample inputs provided on this tab are illustrative only, all inputs must be provided and validated by the user.
Generation Equipment | $ | % Eligible for ITC | Depreciation Classification
Wind Turbine Generator and Blades | 0 | 100% | 5-year MACRS
Tower | 0 | 100% | 5-year MACRS
SCADA | 0 | 100% | 5-year MACRS
Cold Weather Package | 0 | 100% | 5-year MACRS
FAA Lighting | 0 | 100% | 5-year MACRS
Man-Lift | 0 | 100% | 5-year MACRS
Transportation to Site | 0 | 100% | 5-year MACRS
Sales Tax | 0 | 100% | 5-year MACRS
Commissioning | 0 | 100% | 5-year MACRS
placeholder | 0 | 100% | 5-year MACRS
placeholder | 0 | 100% | 5-year MACRS
placeholder | 0 | 100% | 5-year MACRS
placeholder | 0 | 100% | 5-year MACRS
placeholder | 0 | 100% | 5-year MACRS
placeholder | 0 | 100% | 5-year MACRS
placeholder | 0 | 100% | 5-year MACRS
placeholder | 0 | 100% | 5-year MACRS
placeholder | 0 | 100% | 5-year MACRS
placeholder | 0 | 100% | 5-year MACRS
placeholder | 0 | 100% | 5-year MACRS
Total Generation Equipment Cost | 0 | #DIV/0!
Click Here to Return to Inputs Worksheet
Balance of Plant | $ | % Eligible for ITC | Depreciation Classification
Mobilization | 0 | 100% | 5-year MACRS
Site Survey | 0 | 0% | 15-year MACRS
Clear & Grub | 0 | 0% | 15-year MACRS
Site Preparation | 0 | 0% | 15-year MACRS
Access Roads | 0 | 100% | 5-year MACRS
Foundations | 0 | 100% | 5-year MACRS
Wind Turbine Generator Installation | 0 | 100% | 5-year MACRS
Engineering | 0 | 100% | 5-year MACRS
Sales Tax | 0 | 100% | 5-year MACRS
O&M Building | 0 | 0% | 15-year SL
placeholder | 0 | 100% | 5-year MACRS
placeholder | 0 | 100% | 5-year MACRS
placeholder | 0 | 100% | 5-year MACRS
placeholder | 0 | 100% | 5-year MACRS
placeholder | 0 | 100% | 5-year MACRS
placeholder | 0 | 100% | 5-year MACRS
placeholder | 0 | 100% | 5-year MACRS
placeholder | 0 | 100% | 5-year MACRS
placeholder | 0 | 100% | 5-year MACRS
placeholder | 0 | 100% | 5-year MACRS
Total Balance of Plant Cost | 0 | #DIV/0!
Click Here to Return to Inputs Worksheet
Interconnection | $ | % Eligible for ITC | Depreciation Classification
Substation | 0 | 50% | 20-year SL
Transformer | 0 | 50% | 20-year SL
Metering | 0 | 50% | 20-year SL
Utility System Improvements | 0 | 50% | 20-year SL
placeholder | 0 | 50% | 20-year SL
placeholder | 0 | 50% | 20-year SL
placeholder | 0 | 50% | 20-year SL
placeholder | 0 | 50% | 20-year SL
placeholder | 0 | 50% | 20-year SL
placeholder | 0 | 50% | 20-year SL
placeholder | 0 | 50% | 20-year SL
placeholder | 0 | 50% | 20-year SL
placeholder | 0 | 50% | 20-year SL
placeholder | 0 | 50% | 20-year SL
placeholder | 0 | 50% | 20-year SL
placeholder | 0 | 50% | 20-year SL
placeholder | 0 | 50% | 20-year SL
placeholder | 0 | 50% | 20-year SL
placeholder | 0 | 50% | 20-year SL
placeholder | 0 | 50% | 20-year SL
Total Interconnection Cost | 0 | #DIV/0!
Click Here to Return to Inputs Worksheet
Development Costs & Fee | $ | % Eligible for ITC | Depreciation Classification
Site Selection & Evaluation | 0 | 100% | 5-year MACRS
Site Acquisition Cost | 0 | 100% | 5-year MACRS
Permitting | 0 | 100% | 5-year MACRS
Engineering/Design | 0 | 100% | 5-year MACRS
Resource Analysis | 0 | 100% | 5-year MACRS
Other Development Costs | 0 | 100% | 5-year MACRS
placeholder | 0 | 100% | 5-year MACRS
placeholder | 0 | 100% | 5-year MACRS
placeholder | 0 | 100% | 5-year MACRS
placeholder | 0 | 100% | 5-year MACRS
placeholder | 0 | 100% | 5-year MACRS
placeholder | 0 | 100% | 5-year MACRS
placeholder | 0 | 100% | 5-year MACRS
placeholder | 0 | 100% | 5-year MACRS
placeholder | 0 | 100% | 5-year MACRS
placeholder | 0 | 100% | 5-year MACRS
placeholder | 0 | 100% | 5-year MACRS
placeholder | 0 | 100% | 5-year MACRS
placeholder | 0 | 100% | 5-year MACRS
placeholder | 0 | 100% | 5-year MACRS
Total Development Costs & Fees | 0 | #DIV/0!
Click Here to Return to Inputs Worksheet
Reserves & Financing Costs | $ | % Eligible for ITC | Depreciation Classification
Lender Fee | 0 | 0% | Non-Depreciable
Interest During Construction | 0 | 0% | 20-year SL
Other Equity & Debt Closing Costs | 0 | 0% | 20-year SL
Initial Funding of Debt Service & Working Capital/O&M Reserves | 0 | 0% | Non-Depreciable
Total Installed Cost | 0 | #DIV/0!
Click Here to Return to Inputs Worksheet
Total Project Costs |  |  | Depreciation Allocation
Cost Category | $ | $ Eligible for ITC | Cost Category | 5-year MACRS | 7-year MACRS | 15-year MACRS | 20-year MACRS | 5-year SL | 15-year SL | 20-year SL | 39-year SL | Non-Depreciable
Generation Equipment | 0 | #DIV/0! | Generation Equipment | 0 | 0 | 0 | 0 | 0 | 0 | 0 | 0 | 0
Balance of Plant | 0 | #DIV/0! | Balance of Plant | 0 | 0 | 0 | 0 | 0 | 0 | 0 | 0 | 0
Interconnection | 0 | #DIV/0! | Interconnection | 0 | 0 | 0 | 0 | 0 | 0 | 0 | 0 | 0
Development Costs & Fee | 0 | #DIV/0! | Development Costs & Fee | 0 | 0 | 0 | 0 | 0 | 0 | 0 | 0 | 0
Reserves & Financing Costs | 0 | #DIV/0! | Reserves & Financing Costs | 0 | 0 | 0 | 0 | 0 | 0 | 0 | 0 | 0
Total Installed Cost | 0 | #DIV/0! |  | 0 | 0 | 0 | 0 | 0 | 0 | 0 | 0 | 0
Taxable Entity? (turns on/off ITC and depreciation input cells) | Yes
Year-by-Year Inputs for Market Value of Production, if applicable | [5 empty] | contract start year: | 2024
| Project Year | Bundled* Market Value of Production (¢/kWh) |  | third-party-owned |  | (¢/kWh) | host-owned | third-party-owned |  |  |  | Residual REC Price Assumption (¢/kWh)
2024 | 1 |  |  | 0 |  | 2024 | [5 empty] | 0
2025 | 2 |  |  | 0 |  | 2025 | [5 empty] | 0
2026 | 3 |  |  | 0 |  | 2026 | [5 empty] | 0
2027 | 4 |  |  | 0 |  | 2027 | [5 empty] | 0
2028 | 5 |  |  | 0 |  | 2028 | [5 empty] | 0
2029 | 6 |  |  | 0 |  | 2029 | [5 empty] | 0
2030 | 7 |  |  | 0 |  | 2030 | [5 empty] | 0
2031 | 8 |  |  | 0 |  | 2031 | [5 empty] | 0
2032 | 9 |  |  | 0 |  | 2032 | [5 empty] | 0
2033 | 10 |  |  | 0 |  | 2033 | [5 empty] | 0
2034 | 11 |  |  | 0 |  | 2034 | [5 empty] | 0
2035 | 12 |  |  | 0 |  | 2035 | [5 empty] | 0
2036 | 13 |  |  | 0 |  | 2036 | [5 empty] | 0
2037 | 14 |  |  | 0.5 |  | 2037 | [5 empty] | 0.5
2038 | 15 |  |  | 0.5 |  | 2038 | [5 empty] | 0.5
2039 | 16 |  |  | 17.0721 |  | 2039 | 16.5167 | 16.5721 |  |  |  | 0.5
2040 | 17 |  |  | 17.5057 |  | 2040 | 16.9171 | 17.0057 |  |  |  | 0.5
2041 | 18 |  |  | 17.9394 |  | 2041 | 17.3109 | 17.4394 |  |  |  | 0.5
2042 | 19 |  |  | 18.3704 |  | 2042 | 17.7042 | 17.8704 |  |  |  | 0.5
2043 | 20 |  |  | 18.8011 |  | 2043 | 18.094 | 18.3011 |  |  |  | 0.5
2044 | 21 | 19.2392 |  | 19.2392 |  | 2044 | 18.4873 | 18.7392 |  |  |  | 0.5
2045 | 22 | 19.6772 |  | 19.6772 |  | 2045 | 18.882 | 19.1772 |  |  |  | 0.5
2046 | 23 | 20.1119 |  | 20.1119 |  | 2046 | 19.2717 | 19.6119 |  |  |  | 0.5
2047 | 24 | 20.554 |  | 20.554 |  | 2047 | 19.6634 | 20.054 |  |  |  | 0.5
2048 | 25 | 21.0089 |  | 21.0089 |  | 2048 | 20.0653 | 20.5089 |  |  |  | 0.5
2049 | 26 | 21.473 |  | 21.473 |  | 2049 | 20.4758 | 20.973 |  |  |  | 0.5
2050 | 27 | 21.8724 |  | 21.8724 |  | 2050 | 20.9225 | 21.3724 |  |  |  | 0.5
2051 | 28 | 21.8724 |  | 21.8724 |  | 2051 | 20.9225 | 21.3724 |  |  |  | 0.5
2052 | 29 | 21.8724 |  | 21.8724 |  | 2052 | 20.9225 | 21.3724 |  |  |  | 0.5
2053 | 30 | 21.8724 |  | 21.8724 |  | 2053 | 20.9225 | 21.3724 |  |  |  | 0.5
| * Includes energy, capacity & RECs |  |  |  |  | 2054 | 20.9225 | 21.3724 |  |  |  | 0.5
[6 empty] | 2055 | 20.9225 | 21.3724 |  |  |  | 0.5